## DATA elements
(0000,0000) | Command Group Length | CommandGroupLength | UL | 1
(0000,0001) | Length to End | CommandLengthToEnd | UL | 1 | RET
(0000,0002) | Affected SOP Class UID | AffectedSOPClassUID | UI | 1
(0000,0003) | Requested SOP Class UID | RequestedSOPClassUID | UI | 1
(0000,0010) | Recognition Code | CommandRecognitionCode | CS | 1 | RET
(0000,0100) | Command Field | CommandField | US | 1
(0000,0110) | Message ID | MessageID | US | 1
(0000,0120) | Message ID Being Responded To | MessageIDBeingRespondedTo | US | 1
(0000,0200) | Initiator | Initiator | AE | 1 | RET
(0000,0300) | Receiver | Receiver | AE | 1 | RET
(0000,0400) | Find Location | FindLocation | AE | 1 | RET
(0000,0600) | Move Destination | MoveDestination | AE | 1
(0000,0700) | Priority | Priority | US | 1
(0000,0800) | Data Set Type | CommandDataSetType | US | 1
(0000,0850) | Number of Matches | NumberOfMatches | US | 1 | RET
(0000,0860) | Response Sequence Number | ResponseSequenceNumber | US | 1 | RET
(0000,0900) | Status | Status | US | 1
(0000,0901) | Offending Element | OffendingElement | AT | 1-n
(0000,0902) | Error Comment | ErrorComment | LO | 1
(0000,0903) | Error ID | ErrorID | US | 1
(0000,1000) | Affected SOP Instance UID | AffectedSOPInstanceUID | UI | 1
(0000,1001) | Requested SOP Instance UID | RequestedSOPInstanceUID | UI | 1
(0000,1002) | Event Type ID | EventTypeID | US | 1
(0000,1005) | Attribute Identifier List | AttributeIdentifierList | AT | 1-n
(0000,1008) | Action Type ID | ActionTypeID | US | 1
(0000,1020) | Number of Remaining Sub-operations | NumberOfRemainingSuboperations | US | 1
(0000,1021) | Number of Completed Sub-operations | NumberOfCompletedSuboperations | US | 1
(0000,1022) | Number of Failed Sub-operations | NumberOfFailedSuboperations | US | 1
(0000,1023) | Number of Warning Sub-operations | NumberOfWarningSuboperations | US | 1
(0000,1030) | Move Originator Application Entity Title | MoveOriginatorApplicationEntityTitle | AE | 1
(0000,1031) | Move Originator Message ID | MoveOriginatorMessageID | US | 1
(0000,4000) | DIALOG Receiver | DialogReceiver | AT | 1 | RET
(0000,4010) | Terminal Type | TerminalType | AT | 1 | RET
(0000,5010) | Message Set ID | MessageSetID | SH | 1 | RET
(0000,5020) | End Message ID | EndMessageID | SH | 1 | RET
(0000,5110) | Display Format | DisplayFormat | AT | 1 | RET
(0000,5120) | Page Position ID | PagePositionID | AT | 1 | RET
(0000,5130) | Text Format ID | TextFormatID | CS | 1 | RET
(0000,5140) | Normal/Reverse | NormalReverse | CS | 1 | RET
(0000,5150) | Add Gray Scale | AddGrayScale | CS | 1 | RET
(0000,5160) | Borders | Borders | CS | 1 | RET
(0000,5170) | Copies | Copies | IS | 1 | RET
(0000,5180) | Magnification Type | CommandMagnificationType | CS | 1 | RET
(0000,5190) | Erase | Erase | CS | 1 | RET
(0000,51A0) | Print | Print | CS | 1 | RET
(0000,51B0) | Overlays | Overlays | US | 1-n | RET
(0002,0000) | File Meta Information Group Length | FileMetaInformationGroupLength | UL | 1
(0002,0001) | File Meta Information Version | FileMetaInformationVersion | OB | 1
(0002,0002) | Media Storage SOP Class UID | MediaStorageSOPClassUID | UI | 1
(0002,0003) | Media Storage SOP Instance UID | MediaStorageSOPInstanceUID | UI | 1
(0002,0010) | Transfer Syntax UID | TransferSyntaxUID | UI | 1
(0002,0012) | Implementation Class UID | ImplementationClassUID | UI | 1
(0002,0013) | Implementation Version Name | ImplementationVersionName | SH | 1
(0002,0016) | Source Application Entity Title | SourceApplicationEntityTitle | AE | 1
(0002,0100) | Private Information Creator UID | PrivateInformationCreatorUID | UI | 1
(0002,0102) | Private Information | PrivateInformation | OB | 1
(0004,1130) | File-set ID | FileSetID | CS | 1
(0004,1141) | File-set Descriptor File ID | FileSetDescriptorFileID | CS | 1-8
(0004,1142) | Specific Character Set of File-set Descriptor File | SpecificCharacterSetOfFileSetDescriptorFile | CS | 1
(0004,1200) | Offset of the First Directory Record of the Root Directory Entity | OffsetOfTheFirstDirectoryRecordOfTheRootDirectoryEntity | UL | 1
(0004,1202) | Offset of the Last Directory Record of the Root Directory Entity | OffsetOfTheLastDirectoryRecordOfTheRootDirectoryEntity | UL | 1
(0004,1212) | File-set Consistency Flag | FileSetConsistencyFlag | US | 1
(0004,1220) | Directory Record Sequence | DirectoryRecordSequence | SQ | 1
(0004,1400) | Offset of the Next Directory Record | OffsetOfTheNextDirectoryRecord | UL | 1
(0004,1410) | Record In-use Flag | RecordInUseFlag | US | 1
(0004,1420) | Offset of Referenced Lower-Level Directory Entity | OffsetOfReferencedLowerLevelDirectoryEntity | UL | 1
(0004,1430) | Directory Record Type | DirectoryRecordType | CS | 1
(0004,1432) | Private Record UID | PrivateRecordUID | UI | 1
(0004,1500) | Referenced File ID | ReferencedFileID | CS | 1-8
(0004,1504) | MRDR Directory Record Offset | MRDRDirectoryRecordOffset | UL | 1 | RET
(0004,1510) | Referenced SOP Class UID in File | ReferencedSOPClassUIDInFile | UI | 1
(0004,1511) | Referenced SOP Instance UID in File | ReferencedSOPInstanceUIDInFile | UI | 1
(0004,1512) | Referenced Transfer Syntax UID in File | ReferencedTransferSyntaxUIDInFile | UI | 1
(0004,151A) | Referenced Related General SOP Class UID in File | ReferencedRelatedGeneralSOPClassUIDInFile | UI | 1-n
(0004,1600) | Number of References | NumberOfReferences | UL | 1 | RET
(0008,0001) | Length to End | LengthToEnd | UL | 1 | RET
(0008,0005) | Specific Character Set | SpecificCharacterSet | CS | 1-n
(0008,0006) | Language Code Sequence | LanguageCodeSequence | SQ | 1
(0008,0008) | Image Type | ImageType | CS | 2-n
(0008,0010) | Recognition Code | RecognitionCode | CS | 1 | RET
(0008,0012) | Instance Creation Date | InstanceCreationDate | DA | 1
(0008,0013) | Instance Creation Time | InstanceCreationTime | TM | 1
(0008,0014) | Instance Creator UID | InstanceCreatorUID | UI | 1
(0008,0016) | SOP Class UID | SOPClassUID | UI | 1
(0008,0018) | SOP Instance UID | SOPInstanceUID | UI | 1
(0008,001A) | Related General SOP Class UID | RelatedGeneralSOPClassUID | UI | 1-n
(0008,001B) | Original Specialized SOP Class UID | OriginalSpecializedSOPClassUID | UI | 1
(0008,0020) | Study Date | StudyDate | DA | 1
(0008,0021) | Series Date | SeriesDate | DA | 1
(0008,0022) | Acquisition Date | AcquisitionDate | DA | 1
(0008,0023) | Content Date | ContentDate | DA | 1
(0008,0024) | Overlay Date | OverlayDate | DA | 1 | RET
(0008,0025) | Curve Date | CurveDate | DA | 1 | RET
(0008,002A) | Acquisition DateTime | AcquisitionDateTime | DT | 1
(0008,0030) | Study Time | StudyTime | TM | 1
(0008,0031) | Series Time | SeriesTime | TM | 1
(0008,0032) | Acquisition Time | AcquisitionTime | TM | 1
(0008,0033) | Content Time | ContentTime | TM | 1
(0008,0034) | Overlay Time | OverlayTime | TM | 1 | RET
(0008,0035) | Curve Time | CurveTime | TM | 1 | RET
(0008,0040) | Data Set Type | DataSetType | US | 1 | RET
(0008,0041) | Data Set Subtype | DataSetSubtype | LO | 1 | RET
(0008,0042) | Nuclear Medicine Series Type | NuclearMedicineSeriesType | CS | 1 | RET
(0008,0050) | Accession Number | AccessionNumber | SH | 1
(0008,0051) | Issuer of Accession Number Sequence | IssuerOfAccessionNumberSequence | SQ | 1
(0008,0052) | Query/Retrieve Level | QueryRetrieveLevel | CS | 1
(0008,0054) | Retrieve AE Title | RetrieveAETitle | AE | 1-n
(0008,0056) | Instance Availability | InstanceAvailability | CS | 1
(0008,0058) | Failed SOP Instance UID List | FailedSOPInstanceUIDList | UI | 1-n
(0008,0060) | Modality | Modality | CS | 1
(0008,0061) | Modalities in Study | ModalitiesInStudy | CS | 1-n
(0008,0062) | SOP Classes in Study | SOPClassesInStudy | UI | 1-n
(0008,0064) | Conversion Type | ConversionType | CS | 1
(0008,0068) | Presentation Intent Type | PresentationIntentType | CS | 1
(0008,0070) | Manufacturer | Manufacturer | LO | 1
(0008,0080) | Institution Name | InstitutionName | LO | 1
(0008,0081) | Institution Address | InstitutionAddress | ST | 1
(0008,0082) | Institution Code Sequence | InstitutionCodeSequence | SQ | 1
(0008,0090) | Referring Physician’s Name | ReferringPhysicianName | PN | 1
(0008,0092) | Referring Physician’s Address | ReferringPhysicianAddress | ST | 1
(0008,0094) | Referring Physician’s Telephone Numbers | ReferringPhysicianTelephoneNumbers | SH | 1-n
(0008,0096) | Referring Physician Identification Sequence | ReferringPhysicianIdentificationSequence | SQ | 1
(0008,0100) | Code Value | CodeValue | SH | 1
(0008,0102) | Coding Scheme Designator | CodingSchemeDesignator | SH | 1
(0008,0103) | Coding Scheme Version | CodingSchemeVersion | SH | 1
(0008,0104) | Code Meaning | CodeMeaning | LO | 1
(0008,0105) | Mapping Resource | MappingResource | CS | 1
(0008,0106) | Context Group Version | ContextGroupVersion | DT | 1
(0008,0107) | Context Group Local Version | ContextGroupLocalVersion | DT | 1
(0008,010B) | Context Group Extension Flag | ContextGroupExtensionFlag | CS | 1
(0008,010C) | Coding Scheme UID | CodingSchemeUID | UI | 1
(0008,010D) | Context Group Extension Creator UID | ContextGroupExtensionCreatorUID | UI | 1
(0008,010F) | Context Identifier | ContextIdentifier | CS | 1
(0008,0110) | Coding Scheme Identification Sequence | CodingSchemeIdentificationSequence | SQ | 1
(0008,0112) | Coding Scheme Registry | CodingSchemeRegistry | LO | 1
(0008,0114) | Coding Scheme External ID | CodingSchemeExternalID | ST | 1
(0008,0115) | Coding Scheme Name | CodingSchemeName | ST | 1
(0008,0116) | Coding Scheme Responsible Organization | CodingSchemeResponsibleOrganization | ST | 1
(0008,0117) | Context UID | ContextUID | UI | 1
(0008,0201) | Timezone Offset From UTC | TimezoneOffsetFromUTC | SH | 1
(0008,1000) | Network ID | NetworkID | AE | 1 | RET
(0008,1010) | Station Name | StationName | SH | 1
(0008,1030) | Study Description | StudyDescription | LO | 1
(0008,1032) | Procedure Code Sequence | ProcedureCodeSequence | SQ | 1
(0008,103E) | Series Description | SeriesDescription | LO | 1
(0008,103F) | Series Description Code Sequence | SeriesDescriptionCodeSequence | SQ | 1
(0008,1040) | Institutional Department Name | InstitutionalDepartmentName | LO | 1
(0008,1048) | Physician(s) of Record | PhysiciansOfRecord | PN | 1-n
(0008,1049) | Physician(s) of Record Identification Sequence | PhysiciansOfRecordIdentificationSequence | SQ | 1
(0008,1050) | Performing Physician’s Name | PerformingPhysicianName | PN | 1-n
(0008,1052) | Performing Physician Identification Sequence | PerformingPhysicianIdentificationSequence | SQ | 1
(0008,1060) | Name of Physician(s) Reading Study | NameOfPhysiciansReadingStudy | PN | 1-n
(0008,1062) | Physician(s) Reading Study Identification Sequence | PhysiciansReadingStudyIdentificationSequence | SQ | 1
(0008,1070) | Operators’ Name | OperatorsName | PN | 1-n
(0008,1072) | Operator Identification Sequence | OperatorIdentificationSequence | SQ | 1
(0008,1080) | Admitting Diagnoses Description | AdmittingDiagnosesDescription | LO | 1-n
(0008,1084) | Admitting Diagnoses Code Sequence | AdmittingDiagnosesCodeSequence | SQ | 1
(0008,1090) | Manufacturer’s Model Name | ManufacturerModelName | LO | 1
(0008,1100) | Referenced Results Sequence | ReferencedResultsSequence | SQ | 1 | RET
(0008,1110) | Referenced Study Sequence | ReferencedStudySequence | SQ | 1
(0008,1111) | Referenced Performed Procedure Step Sequence | ReferencedPerformedProcedureStepSequence | SQ | 1
(0008,1115) | Referenced Series Sequence | ReferencedSeriesSequence | SQ | 1
(0008,1120) | Referenced Patient Sequence | ReferencedPatientSequence | SQ | 1
(0008,1125) | Referenced Visit Sequence | ReferencedVisitSequence | SQ | 1
(0008,1130) | Referenced Overlay Sequence | ReferencedOverlaySequence | SQ | 1 | RET
(0008,1134) | Referenced Stereometric Instance Sequence | ReferencedStereometricInstanceSequence | SQ | 1
(0008,113A) | Referenced Waveform Sequence | ReferencedWaveformSequence | SQ | 1
(0008,1140) | Referenced Image Sequence | ReferencedImageSequence | SQ | 1
(0008,1145) | Referenced Curve Sequence | ReferencedCurveSequence | SQ | 1 | RET
(0008,114A) | Referenced Instance Sequence | ReferencedInstanceSequence | SQ | 1
(0008,114B) | Referenced Real World Value Mapping Instance Sequence | ReferencedRealWorldValueMappingInstanceSequence | SQ | 1
(0008,1150) | Referenced SOP Class UID | ReferencedSOPClassUID | UI | 1
(0008,1155) | Referenced SOP Instance UID | ReferencedSOPInstanceUID | UI | 1
(0008,115A) | SOP Classes Supported | SOPClassesSupported | UI | 1-n
(0008,1160) | Referenced Frame Number | ReferencedFrameNumber | IS | 1-n
(0008,1161) | Simple Frame List | SimpleFrameList | UL | 1-n
(0008,1162) | Calculated Frame List | CalculatedFrameList | UL | 3-3n
(0008,1163) | Time Range | TimeRange | FD | 2
(0008,1164) | Frame Extraction Sequence | FrameExtractionSequence | SQ | 1
(0008,1167) | Multi-Frame Source SOP Instance UID | MultiFrameSourceSOPInstanceUID | UI | 1
(0008,1195) | Transaction UID | TransactionUID | UI | 1
(0008,1197) | Failure Reason | FailureReason | US | 1
(0008,1198) | Failed SOP Sequence | FailedSOPSequence | SQ | 1
(0008,1199) | Referenced SOP Sequence | ReferencedSOPSequence | SQ | 1
(0008,1200) | Studies Containing Other Referenced Instances Sequence | StudiesContainingOtherReferencedInstancesSequence | SQ | 1
(0008,1250) | Related Series Sequence | RelatedSeriesSequence | SQ | 1
(0008,2110) | Lossy Image Compression (Retired) | LossyImageCompressionRetired | CS | 1 | RET
(0008,2111) | Derivation Description | DerivationDescription | ST | 1
(0008,2112) | Source Image Sequence | SourceImageSequence | SQ | 1
(0008,2120) | Stage Name | StageName | SH | 1
(0008,2122) | Stage Number | StageNumber | IS | 1
(0008,2124) | Number of Stages | NumberOfStages | IS | 1
(0008,2127) | View Name | ViewName | SH | 1
(0008,2128) | View Number | ViewNumber | IS | 1
(0008,2129) | Number of Event Timers | NumberOfEventTimers | IS | 1
(0008,212A) | Number of Views in Stage | NumberOfViewsInStage | IS | 1
(0008,2130) | Event Elapsed Time(s) | EventElapsedTimes | DS | 1-n
(0008,2132) | Event Timer Name(s) | EventTimerNames | LO | 1-n
(0008,2133) | Event Timer Sequence | EventTimerSequence | SQ | 1
(0008,2134) | Event Time Offset | EventTimeOffset | FD | 1
(0008,2135) | Event Code Sequence | EventCodeSequence | SQ | 1
(0008,2142) | Start Trim | StartTrim | IS | 1
(0008,2143) | Stop Trim | StopTrim | IS | 1
(0008,2144) | Recommended Display Frame Rate | RecommendedDisplayFrameRate | IS | 1
(0008,2200) | Transducer Position | TransducerPosition | CS | 1 | RET
(0008,2204) | Transducer Orientation | TransducerOrientation | CS | 1 | RET
(0008,2208) | Anatomic Structure | AnatomicStructure | CS | 1 | RET
(0008,2218) | Anatomic Region Sequence | AnatomicRegionSequence | SQ | 1
(0008,2220) | Anatomic Region Modifier Sequence | AnatomicRegionModifierSequence | SQ | 1
(0008,2228) | Primary Anatomic Structure Sequence | PrimaryAnatomicStructureSequence | SQ | 1
(0008,2229) | Anatomic Structure, Space or Region Sequence | AnatomicStructureSpaceOrRegionSequence | SQ | 1
(0008,2230) | Primary Anatomic Structure Modifier Sequence | PrimaryAnatomicStructureModifierSequence | SQ | 1
(0008,2240) | Transducer Position Sequence | TransducerPositionSequence | SQ | 1 | RET
(0008,2242) | Transducer Position Modifier Sequence | TransducerPositionModifierSequence | SQ | 1 | RET
(0008,2244) | Transducer Orientation Sequence | TransducerOrientationSequence | SQ | 1 | RET
(0008,2246) | Transducer Orientation Modifier Sequence | TransducerOrientationModifierSequence | SQ | 1 | RET
(0008,2251) | Anatomic Structure Space Or Region Code Sequence (Trial) | AnatomicStructureSpaceOrRegionCodeSequenceTrial | SQ | 1 | RET
(0008,2253) | Anatomic Portal Of Entrance Code Sequence (Trial) | AnatomicPortalOfEntranceCodeSequenceTrial | SQ | 1 | RET
(0008,2255) | Anatomic Approach Direction Code Sequence (Trial) | AnatomicApproachDirectionCodeSequenceTrial | SQ | 1 | RET
(0008,2256) | Anatomic Perspective Description (Trial) | AnatomicPerspectiveDescriptionTrial | ST | 1 | RET
(0008,2257) | Anatomic Perspective Code Sequence (Trial) | AnatomicPerspectiveCodeSequenceTrial | SQ | 1 | RET
(0008,2258) | Anatomic Location Of Examining Instrument Description (Trial) | AnatomicLocationOfExaminingInstrumentDescriptionTrial | ST | 1 | RET
(0008,2259) | Anatomic Location Of Examining Instrument Code Sequence (Trial) | AnatomicLocationOfExaminingInstrumentCodeSequenceTrial | SQ | 1 | RET
(0008,225A) | Anatomic Structure Space Or Region Modifier Code Sequence (Trial) | AnatomicStructureSpaceOrRegionModifierCodeSequenceTrial | SQ | 1 | RET
(0008,225C) | OnAxis Background Anatomic Structure Code Sequence (Trial) | OnAxisBackgroundAnatomicStructureCodeSequenceTrial | SQ | 1 | RET
(0008,3001) | Alternate Representation Sequence | AlternateRepresentationSequence | SQ | 1
(0008,3010) | Irradiation Event UID | IrradiationEventUID | UI | 1
(0008,4000) | Identifying Comments | IdentifyingComments | LT | 1 | RET
(0008,9007) | Frame Type | FrameType | CS | 4
(0008,9092) | Referenced Image Evidence Sequence | ReferencedImageEvidenceSequence | SQ | 1
(0008,9121) | Referenced Raw Data Sequence | ReferencedRawDataSequence | SQ | 1
(0008,9123) | Creator-Version UID | CreatorVersionUID | UI | 1
(0008,9124) | Derivation Image Sequence | DerivationImageSequence | SQ | 1
(0008,9154) | Source Image Evidence Sequence | SourceImageEvidenceSequence | SQ | 1
(0008,9205) | Pixel Presentation | PixelPresentation | CS | 1
(0008,9206) | Volumetric Properties | VolumetricProperties | CS | 1
(0008,9207) | Volume Based Calculation Technique | VolumeBasedCalculationTechnique | CS | 1
(0008,9208) | Complex Image Component | ComplexImageComponent | CS | 1
(0008,9209) | Acquisition Contrast | AcquisitionContrast | CS | 1
(0008,9215) | Derivation Code Sequence | DerivationCodeSequence | SQ | 1
(0008,9237) | Referenced Presentation State Sequence | ReferencedPresentationStateSequence | SQ | 1
(0008,9410) | Referenced Other Plane Sequence | ReferencedOtherPlaneSequence | SQ | 1
(0008,9458) | Frame Display Sequence | FrameDisplaySequence | SQ | 1
(0008,9459) | Recommended Display Frame Rate in Float | RecommendedDisplayFrameRateInFloat | FL | 1
(0008,9460) | Skip Frame Range Flag | SkipFrameRangeFlag | CS | 1
(0010,0010) | Patient’s Name | PatientName | PN | 1
(0010,0020) | Patient ID | PatientID | LO | 1
(0010,0021) | Issuer of Patient ID | IssuerOfPatientID | LO | 1
(0010,0022) | Type of Patient ID | TypeOfPatientID | CS | 1
(0010,0024) | Issuer of Patient ID Qualifiers Sequence | IssuerOfPatientIDQualifiersSequence | SQ | 1
(0010,0030) | Patient’s Birth Date | PatientBirthDate | DA | 1
(0010,0032) | Patient’s Birth Time | PatientBirthTime | TM | 1
(0010,0040) | Patient’s Sex | PatientSex | CS | 1
(0010,0050) | Patient’s Insurance Plan Code Sequence | PatientInsurancePlanCodeSequence | SQ | 1
(0010,0101) | Patient’s Primary Language Code Sequence | PatientPrimaryLanguageCodeSequence | SQ | 1
(0010,0102) | Patient’s Primary Language Modifier Code Sequence | PatientPrimaryLanguageModifierCodeSequence | SQ | 1
(0010,1000) | Other Patient IDs | OtherPatientIDs | LO | 1-n
(0010,1001) | Other Patient Names | OtherPatientNames | PN | 1-n
(0010,1002) | Other Patient IDs Sequence | OtherPatientIDsSequence | SQ | 1
(0010,1005) | Patient’s Birth Name | PatientBirthName | PN | 1
(0010,1010) | Patient’s Age | PatientAge | AS | 1
(0010,1020) | Patient’s Size | PatientSize | DS | 1
(0010,1030) | Patient’s Weight | PatientWeight | DS | 1
(0010,1040) | Patient’s Address | PatientAddress | LO | 1
(0010,1050) | Insurance Plan Identification | InsurancePlanIdentification | LO | 1-n | RET
(0010,1060) | Patient’s Mother’s Birth Name | PatientMotherBirthName | PN | 1
(0010,1080) | Military Rank | MilitaryRank | LO | 1
(0010,1081) | Branch of Service | BranchOfService | LO | 1
(0010,1090) | Medical Record Locator | MedicalRecordLocator | LO | 1
(0010,2000) | Medical Alerts | MedicalAlerts | LO | 1-n
(0010,2110) | Allergies | Allergies | LO | 1-n
(0010,2150) | Country of Residence | CountryOfResidence | LO | 1
(0010,2152) | Region of Residence | RegionOfResidence | LO | 1
(0010,2154) | Patient’s Telephone Numbers | PatientTelephoneNumbers | SH | 1-n
(0010,2160) | Ethnic Group | EthnicGroup | SH | 1
(0010,2180) | Occupation | Occupation | SH | 1
(0010,21A0) | Smoking Status | SmokingStatus | CS | 1
(0010,21B0) | Additional Patient History | AdditionalPatientHistory | LT | 1
(0010,21C0) | Pregnancy Status | PregnancyStatus | US | 1
(0010,21D0) | Last Menstrual Date | LastMenstrualDate | DA | 1
(0010,21F0) | Patient’s Religious Preference | PatientReligiousPreference | LO | 1
(0010,2201) | Patient Species Description | PatientSpeciesDescription | LO | 1
(0010,2202) | Patient Species Code Sequence | PatientSpeciesCodeSequence | SQ | 1
(0010,2203) | Patient’s Sex Neutered | PatientSexNeutered | CS | 1
(0010,2210) | Anatomical Orientation Type | AnatomicalOrientationType | CS | 1
(0010,2292) | Patient Breed Description | PatientBreedDescription | LO | 1
(0010,2293) | Patient Breed Code Sequence | PatientBreedCodeSequence | SQ | 1
(0010,2294) | Breed Registration Sequence | BreedRegistrationSequence | SQ | 1
(0010,2295) | Breed Registration Number | BreedRegistrationNumber | LO | 1
(0010,2296) | Breed Registry Code Sequence | BreedRegistryCodeSequence | SQ | 1
(0010,2297) | Responsible Person | ResponsiblePerson | PN | 1
(0010,2298) | Responsible Person Role | ResponsiblePersonRole | CS | 1
(0010,2299) | Responsible Organization | ResponsibleOrganization | LO | 1
(0010,4000) | Patient Comments | PatientComments | LT | 1
(0010,9431) | Examined Body Thickness | ExaminedBodyThickness | FL | 1
(0012,0010) | Clinical Trial Sponsor Name | ClinicalTrialSponsorName | LO | 1
(0012,0020) | Clinical Trial Protocol ID | ClinicalTrialProtocolID | LO | 1
(0012,0021) | Clinical Trial Protocol Name | ClinicalTrialProtocolName | LO | 1
(0012,0030) | Clinical Trial Site ID | ClinicalTrialSiteID | LO | 1
(0012,0031) | Clinical Trial Site Name | ClinicalTrialSiteName | LO | 1
(0012,0040) | Clinical Trial Subject ID | ClinicalTrialSubjectID | LO | 1
(0012,0042) | Clinical Trial Subject Reading ID | ClinicalTrialSubjectReadingID | LO | 1
(0012,0050) | Clinical Trial Time Point ID | ClinicalTrialTimePointID | LO | 1
(0012,0051) | Clinical Trial Time Point Description | ClinicalTrialTimePointDescription | ST | 1
(0012,0060) | Clinical Trial Coordinating Center Name | ClinicalTrialCoordinatingCenterName | LO | 1
(0012,0062) | Patient Identity Removed | PatientIdentityRemoved | CS | 1
(0012,0063) | De-identification Method | DeidentificationMethod | LO | 1-n
(0012,0064) | De-identification Method Code Sequence | DeidentificationMethodCodeSequence | SQ | 1
(0012,0071) | Clinical Trial Series ID | ClinicalTrialSeriesID | LO | 1
(0012,0072) | Clinical Trial Series Description | ClinicalTrialSeriesDescription | LO | 1
(0012,0081) | Clinical Trial Protocol Ethics Committee Name | ClinicalTrialProtocolEthicsCommitteeName | LO | 1
(0012,0082) | Clinical Trial Protocol Ethics Committee Approval Number | ClinicalTrialProtocolEthicsCommitteeApprovalNumber | LO | 1
(0012,0083) | Consent for Clinical Trial Use Sequence | ConsentForClinicalTrialUseSequence | SQ | 1
(0012,0084) | Distribution Type | DistributionType | CS | 1
(0012,0085) | Consent for Distribution Flag | ConsentForDistributionFlag | CS | 1
(0018,0010) | Contrast/Bolus Agent | ContrastBolusAgent | LO | 1
(0018,0012) | Contrast/Bolus Agent Sequence | ContrastBolusAgentSequence | SQ | 1
(0018,0014) | Contrast/Bolus Administration Route Sequence | ContrastBolusAdministrationRouteSequence | SQ | 1
(0018,0015) | Body Part Examined | BodyPartExamined | CS | 1
(0018,0020) | Scanning Sequence | ScanningSequence | CS | 1-n
(0018,0021) | Sequence Variant | SequenceVariant | CS | 1-n
(0018,0022) | Scan Options | ScanOptions | CS | 1-n
(0018,0023) | MR Acquisition Type | MRAcquisitionType | CS | 1
(0018,0024) | Sequence Name | SequenceName | SH | 1
(0018,0025) | Angio Flag | AngioFlag | CS | 1
(0018,0026) | Intervention Drug Information Sequence | InterventionDrugInformationSequence | SQ | 1
(0018,0027) | Intervention Drug Stop Time | InterventionDrugStopTime | TM | 1
(0018,0028) | Intervention Drug Dose | InterventionDrugDose | DS | 1
(0018,0029) | Intervention Drug Code Sequence | InterventionDrugCodeSequence | SQ | 1
(0018,002A) | Additional Drug Sequence | AdditionalDrugSequence | SQ | 1
(0018,0030) | Radionuclide | Radionuclide | LO | 1-n | RET
(0018,0031) | Radiopharmaceutical | Radiopharmaceutical | LO | 1
(0018,0032) | Energy Window Centerline | EnergyWindowCenterline | DS | 1 | RET
(0018,0033) | Energy Window Total Width | EnergyWindowTotalWidth | DS | 1-n | RET
(0018,0034) | Intervention Drug Name | InterventionDrugName | LO | 1
(0018,0035) | Intervention Drug Start Time | InterventionDrugStartTime | TM | 1
(0018,0036) | Intervention Sequence | InterventionSequence | SQ | 1
(0018,0037) | Therapy Type | TherapyType | CS | 1 | RET
(0018,0038) | Intervention Status | InterventionStatus | CS | 1
(0018,0039) | Therapy Description | TherapyDescription | CS | 1 | RET
(0018,003A) | Intervention Description | InterventionDescription | ST | 1
(0018,0040) | Cine Rate | CineRate | IS | 1
(0018,0042) | Initial Cine Run State | InitialCineRunState | CS | 1
(0018,0050) | Slice Thickness | SliceThickness | DS | 1
(0018,0060) | KVP | KVP | DS | 1
(0018,0070) | Counts Accumulated | CountsAccumulated | IS | 1
(0018,0071) | Acquisition Termination Condition | AcquisitionTerminationCondition | CS | 1
(0018,0072) | Effective Duration | EffectiveDuration | DS | 1
(0018,0073) | Acquisition Start Condition | AcquisitionStartCondition | CS | 1
(0018,0074) | Acquisition Start Condition Data | AcquisitionStartConditionData | IS | 1
(0018,0075) | Acquisition Termination Condition Data | AcquisitionTerminationConditionData | IS | 1
(0018,0080) | Repetition Time | RepetitionTime | DS | 1
(0018,0081) | Echo Time | EchoTime | DS | 1
(0018,0082) | Inversion Time | InversionTime | DS | 1
(0018,0083) | Number of Averages | NumberOfAverages | DS | 1
(0018,0084) | Imaging Frequency | ImagingFrequency | DS | 1
(0018,0085) | Imaged Nucleus | ImagedNucleus | SH | 1
(0018,0086) | Echo Number(s) | EchoNumbers | IS | 1-n
(0018,0087) | Magnetic Field Strength | MagneticFieldStrength | DS | 1
(0018,0088) | Spacing Between Slices | SpacingBetweenSlices | DS | 1
(0018,0089) | Number of Phase Encoding Steps | NumberOfPhaseEncodingSteps | IS | 1
(0018,0090) | Data Collection Diameter | DataCollectionDiameter | DS | 1
(0018,0091) | Echo Train Length | EchoTrainLength | IS | 1
(0018,0093) | Percent Sampling | PercentSampling | DS | 1
(0018,0094) | Percent Phase Field of View | PercentPhaseFieldOfView | DS | 1
(0018,0095) | Pixel Bandwidth | PixelBandwidth | DS | 1
(0018,1000) | Device Serial Number | DeviceSerialNumber | LO | 1
(0018,1002) | Device UID | DeviceUID | UI | 1
(0018,1003) | Device ID | DeviceID | LO | 1
(0018,1004) | Plate ID | PlateID | LO | 1
(0018,1005) | Generator ID | GeneratorID | LO | 1
(0018,1006) | Grid ID | GridID | LO | 1
(0018,1007) | Cassette ID | CassetteID | LO | 1
(0018,1008) | Gantry ID | GantryID | LO | 1
(0018,1010) | Secondary Capture Device ID | SecondaryCaptureDeviceID | LO | 1
(0018,1011) | Hardcopy Creation Device ID | HardcopyCreationDeviceID | LO | 1 | RET
(0018,1012) | Date of Secondary Capture | DateOfSecondaryCapture | DA | 1
(0018,1014) | Time of Secondary Capture | TimeOfSecondaryCapture | TM | 1
(0018,1016) | Secondary Capture Device Manufacturer | SecondaryCaptureDeviceManufacturer | LO | 1
(0018,1017) | Hardcopy Device Manufacturer | HardcopyDeviceManufacturer | LO | 1 | RET
(0018,1018) | Secondary Capture Device Manufacturer’s Model Name | SecondaryCaptureDeviceManufacturerModelName | LO | 1
(0018,1019) | Secondary Capture Device Software Versions | SecondaryCaptureDeviceSoftwareVersions | LO | 1-n
(0018,101A) | Hardcopy Device Software Version | HardcopyDeviceSoftwareVersion | LO | 1-n | RET
(0018,101B) | Hardcopy Device Manufacturer’s Model Name | HardcopyDeviceManufacturerModelName | LO | 1 | RET
(0018,1020) | Software Version(s) | SoftwareVersions | LO | 1-n
(0018,1022) | Video Image Format Acquired | VideoImageFormatAcquired | SH | 1
(0018,1023) | Digital Image Format Acquired | DigitalImageFormatAcquired | LO | 1
(0018,1030) | Protocol Name | ProtocolName | LO | 1
(0018,1040) | Contrast/Bolus Route | ContrastBolusRoute | LO | 1
(0018,1041) | Contrast/Bolus Volume | ContrastBolusVolume | DS | 1
(0018,1042) | Contrast/Bolus Start Time | ContrastBolusStartTime | TM | 1
(0018,1043) | Contrast/Bolus Stop Time | ContrastBolusStopTime | TM | 1
(0018,1044) | Contrast/Bolus Total Dose | ContrastBolusTotalDose | DS | 1
(0018,1045) | Syringe Counts | SyringeCounts | IS | 1
(0018,1046) | Contrast Flow Rate | ContrastFlowRate | DS | 1-n
(0018,1047) | Contrast Flow Duration | ContrastFlowDuration | DS | 1-n
(0018,1048) | Contrast/Bolus Ingredient | ContrastBolusIngredient | CS | 1
(0018,1049) | Contrast/Bolus Ingredient Concentration | ContrastBolusIngredientConcentration | DS | 1
(0018,1050) | Spatial Resolution | SpatialResolution | DS | 1
(0018,1060) | Trigger Time | TriggerTime | DS | 1
(0018,1061) | Trigger Source or Type | TriggerSourceOrType | LO | 1
(0018,1062) | Nominal Interval | NominalInterval | IS | 1
(0018,1063) | Frame Time | FrameTime | DS | 1
(0018,1064) | Cardiac Framing Type | CardiacFramingType | LO | 1
(0018,1065) | Frame Time Vector | FrameTimeVector | DS | 1-n
(0018,1066) | Frame Delay | FrameDelay | DS | 1
(0018,1067) | Image Trigger Delay | ImageTriggerDelay | DS | 1
(0018,1068) | Multiplex Group Time Offset | MultiplexGroupTimeOffset | DS | 1
(0018,1069) | Trigger Time Offset | TriggerTimeOffset | DS | 1
(0018,106A) | Synchronization Trigger | SynchronizationTrigger | CS | 1
(0018,106C) | Synchronization Channel | SynchronizationChannel | US | 2
(0018,106E) | Trigger Sample Position | TriggerSamplePosition | UL | 1
(0018,1070) | Radiopharmaceutical Route | RadiopharmaceuticalRoute | LO | 1
(0018,1071) | Radiopharmaceutical Volume | RadiopharmaceuticalVolume | DS | 1
(0018,1072) | Radiopharmaceutical Start Time | RadiopharmaceuticalStartTime | TM | 1
(0018,1073) | Radiopharmaceutical Stop Time | RadiopharmaceuticalStopTime | TM | 1
(0018,1074) | Radionuclide Total Dose | RadionuclideTotalDose | DS | 1
(0018,1075) | Radionuclide Half Life | RadionuclideHalfLife | DS | 1
(0018,1076) | Radionuclide Positron Fraction | RadionuclidePositronFraction | DS | 1
(0018,1077) | Radiopharmaceutical Specific Activity | RadiopharmaceuticalSpecificActivity | DS | 1
(0018,1078) | Radiopharmaceutical Start DateTime | RadiopharmaceuticalStartDateTime | DT | 1
(0018,1079) | Radiopharmaceutical Stop DateTime | RadiopharmaceuticalStopDateTime | DT | 1
(0018,1080) | Beat Rejection Flag | BeatRejectionFlag | CS | 1
(0018,1081) | Low R-R Value | LowRRValue | IS | 1
(0018,1082) | High R-R Value | HighRRValue | IS | 1
(0018,1083) | Intervals Acquired | IntervalsAcquired | IS | 1
(0018,1084) | Intervals Rejected | IntervalsRejected | IS | 1
(0018,1085) | PVC Rejection | PVCRejection | LO | 1
(0018,1086) | Skip Beats | SkipBeats | IS | 1
(0018,1088) | Heart Rate | HeartRate | IS | 1
(0018,1090) | Cardiac Number of Images | CardiacNumberOfImages | IS | 1
(0018,1094) | Trigger Window | TriggerWindow | IS | 1
(0018,1100) | Reconstruction Diameter | ReconstructionDiameter | DS | 1
(0018,1110) | Distance Source to Detector | DistanceSourceToDetector | DS | 1
(0018,1111) | Distance Source to Patient | DistanceSourceToPatient | DS | 1
(0018,1114) | Estimated Radiographic Magnification Factor | EstimatedRadiographicMagnificationFactor | DS | 1
(0018,1120) | Gantry/Detector Tilt | GantryDetectorTilt | DS | 1
(0018,1121) | Gantry/Detector Slew | GantryDetectorSlew | DS | 1
(0018,1130) | Table Height | TableHeight | DS | 1
(0018,1131) | Table Traverse | TableTraverse | DS | 1
(0018,1134) | Table Motion | TableMotion | CS | 1
(0018,1135) | Table Vertical Increment | TableVerticalIncrement | DS | 1-n
(0018,1136) | Table Lateral Increment | TableLateralIncrement | DS | 1-n
(0018,1137) | Table Longitudinal Increment | TableLongitudinalIncrement | DS | 1-n
(0018,1138) | Table Angle | TableAngle | DS | 1
(0018,113A) | Table Type | TableType | CS | 1
(0018,1140) | Rotation Direction | RotationDirection | CS | 1
(0018,1141) | Angular Position | AngularPosition | DS | 1 | RET
(0018,1142) | Radial Position | RadialPosition | DS | 1-n
(0018,1143) | Scan Arc | ScanArc | DS | 1
(0018,1144) | Angular Step | AngularStep | DS | 1
(0018,1145) | Center of Rotation Offset | CenterOfRotationOffset | DS | 1
(0018,1146) | Rotation Offset | RotationOffset | DS | 1-n | RET
(0018,1147) | Field of View Shape | FieldOfViewShape | CS | 1
(0018,1149) | Field of View Dimension(s) | FieldOfViewDimensions | IS | 1-2
(0018,1150) | Exposure Time | ExposureTime | IS | 1
(0018,1151) | X-Ray Tube Current | XRayTubeCurrent | IS | 1
(0018,1152) | Exposure | Exposure | IS | 1
(0018,1153) | Exposure in μAs | ExposureInuAs | IS | 1
(0018,1154) | Average Pulse Width | AveragePulseWidth | DS | 1
(0018,1155) | Radiation Setting | RadiationSetting | CS | 1
(0018,1156) | Rectification Type | RectificationType | CS | 1
(0018,115A) | Radiation Mode | RadiationMode | CS | 1
(0018,115E) | Image and Fluoroscopy Area Dose Product | ImageAndFluoroscopyAreaDoseProduct | DS | 1
(0018,1160) | Filter Type | FilterType | SH | 1
(0018,1161) | Type of Filters | TypeOfFilters | LO | 1-n
(0018,1162) | Intensifier Size | IntensifierSize | DS | 1
(0018,1164) | Imager Pixel Spacing | ImagerPixelSpacing | DS | 2
(0018,1166) | Grid | Grid | CS | 1-n
(0018,1170) | Generator Power | GeneratorPower | IS | 1
(0018,1180) | Collimator/grid Name | CollimatorGridName | SH | 1
(0018,1181) | Collimator Type | CollimatorType | CS | 1
(0018,1182) | Focal Distance | FocalDistance | IS | 1-2
(0018,1183) | X Focus Center | XFocusCenter | DS | 1-2
(0018,1184) | Y Focus Center | YFocusCenter | DS | 1-2
(0018,1190) | Focal Spot(s) | FocalSpots | DS | 1-n
(0018,1191) | Anode Target Material | AnodeTargetMaterial | CS | 1
(0018,11A0) | Body Part Thickness | BodyPartThickness | DS | 1
(0018,11A2) | Compression Force | CompressionForce | DS | 1
(0018,1200) | Date of Last Calibration | DateOfLastCalibration | DA | 1-n
(0018,1201) | Time of Last Calibration | TimeOfLastCalibration | TM | 1-n
(0018,1210) | Convolution Kernel | ConvolutionKernel | SH | 1-n
(0018,1240) | Upper/Lower Pixel Values | UpperLowerPixelValues | IS | 1-n | RET
(0018,1242) | Actual Frame Duration | ActualFrameDuration | IS | 1
(0018,1243) | Count Rate | CountRate | IS | 1
(0018,1244) | Preferred Playback Sequencing | PreferredPlaybackSequencing | US | 1
(0018,1250) | Receive Coil Name | ReceiveCoilName | SH | 1
(0018,1251) | Transmit Coil Name | TransmitCoilName | SH | 1
(0018,1260) | Plate Type | PlateType | SH | 1
(0018,1261) | Phosphor Type | PhosphorType | LO | 1
(0018,1300) | Scan Velocity | ScanVelocity | DS | 1
(0018,1301) | Whole Body Technique | WholeBodyTechnique | CS | 1-n
(0018,1302) | Scan Length | ScanLength | IS | 1
(0018,1310) | Acquisition Matrix | AcquisitionMatrix | US | 4
(0018,1312) | In-plane Phase Encoding Direction | InPlanePhaseEncodingDirection | CS | 1
(0018,1314) | Flip Angle | FlipAngle | DS | 1
(0018,1315) | Variable Flip Angle Flag | VariableFlipAngleFlag | CS | 1
(0018,1316) | SAR | SAR | DS | 1
(0018,1318) | dB/dt | dBdt | DS | 1
(0018,1400) | Acquisition Device Processing Description | AcquisitionDeviceProcessingDescription | LO | 1
(0018,1401) | Acquisition Device Processing Code | AcquisitionDeviceProcessingCode | LO | 1
(0018,1402) | Cassette Orientation | CassetteOrientation | CS | 1
(0018,1403) | Cassette Size | CassetteSize | CS | 1
(0018,1404) | Exposures on Plate | ExposuresOnPlate | US | 1
(0018,1405) | Relative X-Ray Exposure | RelativeXRayExposure | IS | 1
(0018,1450) | Column Angulation | ColumnAngulation | DS | 1
(0018,1460) | Tomo Layer Height | TomoLayerHeight | DS | 1
(0018,1470) | Tomo Angle | TomoAngle | DS | 1
(0018,1480) | Tomo Time | TomoTime | DS | 1
(0018,1490) | Tomo Type | TomoType | CS | 1
(0018,1491) | Tomo Class | TomoClass | CS | 1
(0018,1495) | Number of Tomosynthesis Source Images | NumberOfTomosynthesisSourceImages | IS | 1
(0018,1500) | Positioner Motion | PositionerMotion | CS | 1
(0018,1508) | Positioner Type | PositionerType | CS | 1
(0018,1510) | Positioner Primary Angle | PositionerPrimaryAngle | DS | 1
(0018,1511) | Positioner Secondary Angle | PositionerSecondaryAngle | DS | 1
(0018,1520) | Positioner Primary Angle Increment | PositionerPrimaryAngleIncrement | DS | 1-n
(0018,1521) | Positioner Secondary Angle Increment | PositionerSecondaryAngleIncrement | DS | 1-n
(0018,1530) | Detector Primary Angle | DetectorPrimaryAngle | DS | 1
(0018,1531) | Detector Secondary Angle | DetectorSecondaryAngle | DS | 1
(0018,1600) | Shutter Shape | ShutterShape | CS | 1-3
(0018,1602) | Shutter Left Vertical Edge | ShutterLeftVerticalEdge | IS | 1
(0018,1604) | Shutter Right Vertical Edge | ShutterRightVerticalEdge | IS | 1
(0018,1606) | Shutter Upper Horizontal Edge | ShutterUpperHorizontalEdge | IS | 1
(0018,1608) | Shutter Lower Horizontal Edge | ShutterLowerHorizontalEdge | IS | 1
(0018,1610) | Center of Circular Shutter | CenterOfCircularShutter | IS | 2
(0018,1612) | Radius of Circular Shutter | RadiusOfCircularShutter | IS | 1
(0018,1620) | Vertices of the Polygonal Shutter | VerticesOfThePolygonalShutter | IS | 2-2n
(0018,1622) | Shutter Presentation Value | ShutterPresentationValue | US | 1
(0018,1623) | Shutter Overlay Group | ShutterOverlayGroup | US | 1
(0018,1624) | Shutter Presentation Color CIELab Value | ShutterPresentationColorCIELabValue | US | 3
(0018,1700) | Collimator Shape | CollimatorShape | CS | 1-3
(0018,1702) | Collimator Left Vertical Edge | CollimatorLeftVerticalEdge | IS | 1
(0018,1704) | Collimator Right Vertical Edge | CollimatorRightVerticalEdge | IS | 1
(0018,1706) | Collimator Upper Horizontal Edge | CollimatorUpperHorizontalEdge | IS | 1
(0018,1708) | Collimator Lower Horizontal Edge | CollimatorLowerHorizontalEdge | IS | 1
(0018,1710) | Center of Circular Collimator | CenterOfCircularCollimator | IS | 2
(0018,1712) | Radius of Circular Collimator | RadiusOfCircularCollimator | IS | 1
(0018,1720) | Vertices of the Polygonal Collimator | VerticesOfThePolygonalCollimator | IS | 2-2n
(0018,1800) | Acquisition Time Synchronized | AcquisitionTimeSynchronized | CS | 1
(0018,1801) | Time Source | TimeSource | SH | 1
(0018,1802) | Time Distribution Protocol | TimeDistributionProtocol | CS | 1
(0018,1803) | NTP Source Address | NTPSourceAddress | LO | 1
(0018,2001) | Page Number Vector | PageNumberVector | IS | 1-n
(0018,2002) | Frame Label Vector | FrameLabelVector | SH | 1-n
(0018,2003) | Frame Primary Angle Vector | FramePrimaryAngleVector | DS | 1-n
(0018,2004) | Frame Secondary Angle Vector | FrameSecondaryAngleVector | DS | 1-n
(0018,2005) | Slice Location Vector | SliceLocationVector | DS | 1-n
(0018,2006) | Display Window Label Vector | DisplayWindowLabelVector | SH | 1-n
(0018,2010) | Nominal Scanned Pixel Spacing | NominalScannedPixelSpacing | DS | 2
(0018,2020) | Digitizing Device Transport Direction | DigitizingDeviceTransportDirection | CS | 1
(0018,2030) | Rotation of Scanned Film | RotationOfScannedFilm | DS | 1
(0018,3100) | IVUS Acquisition | IVUSAcquisition | CS | 1
(0018,3101) | IVUS Pullback Rate | IVUSPullbackRate | DS | 1
(0018,3102) | IVUS Gated Rate | IVUSGatedRate | DS | 1
(0018,3103) | IVUS Pullback Start Frame Number | IVUSPullbackStartFrameNumber | IS | 1
(0018,3104) | IVUS Pullback Stop Frame Number | IVUSPullbackStopFrameNumber | IS | 1
(0018,3105) | Lesion Number | LesionNumber | IS | 1-n
(0018,4000) | Acquisition Comments | AcquisitionComments | LT | 1 | RET
(0018,5000) | Output Power | OutputPower | SH | 1-n
(0018,5010) | Transducer Data | TransducerData | LO | 1-n
(0018,5012) | Focus Depth | FocusDepth | DS | 1
(0018,5020) | Processing Function | ProcessingFunction | LO | 1
(0018,5021) | Postprocessing Function | PostprocessingFunction | LO | 1 | RET
(0018,5022) | Mechanical Index | MechanicalIndex | DS | 1
(0018,5024) | Bone Thermal Index | BoneThermalIndex | DS | 1
(0018,5026) | Cranial Thermal Index | CranialThermalIndex | DS | 1
(0018,5027) | Soft Tissue Thermal Index | SoftTissueThermalIndex | DS | 1
(0018,5028) | Soft Tissue-focus Thermal Index | SoftTissueFocusThermalIndex | DS | 1
(0018,5029) | Soft Tissue-surface Thermal Index | SoftTissueSurfaceThermalIndex | DS | 1
(0018,5030) | Dynamic Range | DynamicRange | DS | 1 | RET
(0018,5040) | Total Gain | TotalGain | DS | 1 | RET
(0018,5050) | Depth of Scan Field | DepthOfScanField | IS | 1
(0018,5100) | Patient Position | PatientPosition | CS | 1
(0018,5101) | View Position | ViewPosition | CS | 1
(0018,5104) | Projection Eponymous Name Code Sequence | ProjectionEponymousNameCodeSequence | SQ | 1
(0018,5210) | Image Transformation Matrix | ImageTransformationMatrix | DS | 6 | RET
(0018,5212) | Image Translation Vector | ImageTranslationVector | DS | 3 | RET
(0018,6000) | Sensitivity | Sensitivity | DS | 1
(0018,6011) | Sequence of Ultrasound Regions | SequenceOfUltrasoundRegions | SQ | 1
(0018,6012) | Region Spatial Format | RegionSpatialFormat | US | 1
(0018,6014) | Region Data Type | RegionDataType | US | 1
(0018,6016) | Region Flags | RegionFlags | UL | 1
(0018,6018) | Region Location Min X0 | RegionLocationMinX0 | UL | 1
(0018,601A) | Region Location Min Y0 | RegionLocationMinY0 | UL | 1
(0018,601C) | Region Location Max X1 | RegionLocationMaxX1 | UL | 1
(0018,601E) | Region Location Max Y1 | RegionLocationMaxY1 | UL | 1
(0018,6020) | Reference Pixel X0 | ReferencePixelX0 | SL | 1
(0018,6022) | Reference Pixel Y0 | ReferencePixelY0 | SL | 1
(0018,6024) | Physical Units X Direction | PhysicalUnitsXDirection | US | 1
(0018,6026) | Physical Units Y Direction | PhysicalUnitsYDirection | US | 1
(0018,6028) | Reference Pixel Physical Value X | ReferencePixelPhysicalValueX | FD | 1
(0018,602A) | Reference Pixel Physical Value Y | ReferencePixelPhysicalValueY | FD | 1
(0018,602C) | Physical Delta X | PhysicalDeltaX | FD | 1
(0018,602E) | Physical Delta Y | PhysicalDeltaY | FD | 1
(0018,6030) | Transducer Frequency | TransducerFrequency | UL | 1
(0018,6031) | Transducer Type | TransducerType | CS | 1
(0018,6032) | Pulse Repetition Frequency | PulseRepetitionFrequency | UL | 1
(0018,6034) | Doppler Correction Angle | DopplerCorrectionAngle | FD | 1
(0018,6036) | Steering Angle | SteeringAngle | FD | 1
(0018,6038) | Doppler Sample Volume X Position (Retired) | DopplerSampleVolumeXPositionRetired | UL | 1 | RET
(0018,6039) | Doppler Sample Volume X Position | DopplerSampleVolumeXPosition | SL | 1
(0018,603A) | Doppler Sample Volume Y Position (Retired) | DopplerSampleVolumeYPositionRetired | UL | 1 | RET
(0018,603B) | Doppler Sample Volume Y Position | DopplerSampleVolumeYPosition | SL | 1
(0018,603C) | TMLine Position X0 (Retired) | TMLinePositionX0Retired | UL | 1 | RET
(0018,603D) | TM-Line Position X0 | TMLinePositionX0 | SL | 1
(0018,603E) | TM-Line Position Y0 (Retired) | TMLinePositionY0Retired | UL | 1 | RET
(0018,603F) | TM-Line Position Y0 | TMLinePositionY0 | SL | 1
(0018,6040) | TM-Line Position X1 (Retired) | TMLinePositionX1Retired | UL | 1 | RET
(0018,6041) | TM-Line Position X1 | TMLinePositionX1 | SL | 1
(0018,6042) | TM-Line Position Y1 (Retired) | TMLinePositionY1Retired | UL | 1 | RET
(0018,6043) | TM-Line Position Y1 | TMLinePositionY1 | SL | 1
(0018,6044) | Pixel Component Organization | PixelComponentOrganization | US | 1
(0018,6046) | Pixel Component Mask | PixelComponentMask | UL | 1
(0018,6048) | Pixel Component Range Start | PixelComponentRangeStart | UL | 1
(0018,604A) | Pixel Component Range Stop | PixelComponentRangeStop | UL | 1
(0018,604C) | Pixel Component Physical Units | PixelComponentPhysicalUnits | US | 1
(0018,604E) | Pixel Component Data Type | PixelComponentDataType | US | 1
(0018,6050) | Number of Table Break Points | NumberOfTableBreakPoints | UL | 1
(0018,6052) | Table of X Break Points | TableOfXBreakPoints | UL | 1-n
(0018,6054) | Table of Y Break Points | TableOfYBreakPoints | FD | 1-n
(0018,6056) | Number of Table Entries | NumberOfTableEntries | UL | 1
(0018,6058) | Table of Pixel Values | TableOfPixelValues | UL | 1-n
(0018,605A) | Table of Parameter Values | TableOfParameterValues | FL | 1-n
(0018,6060) | R Wave Time Vector | RWaveTimeVector | FL | 1-n
(0018,7000) | Detector Conditions Nominal Flag | DetectorConditionsNominalFlag | CS | 1
(0018,7001) | Detector Temperature | DetectorTemperature | DS | 1
(0018,7004) | Detector Type | DetectorType | CS | 1
(0018,7005) | Detector Configuration | DetectorConfiguration | CS | 1
(0018,7006) | Detector Description | DetectorDescription | LT | 1
(0018,7008) | Detector Mode | DetectorMode | LT | 1
(0018,700A) | Detector ID | DetectorID | SH | 1
(0018,700C) | Date of Last Detector Calibration | DateOfLastDetectorCalibration | DA | 1
(0018,700E) | Time of Last Detector Calibration | TimeOfLastDetectorCalibration | TM | 1
(0018,7010) | Exposures on Detector Since Last Calibration | ExposuresOnDetectorSinceLastCalibration | IS | 1
(0018,7011) | Exposures on Detector Since Manufactured | ExposuresOnDetectorSinceManufactured | IS | 1
(0018,7012) | Detector Time Since Last Exposure | DetectorTimeSinceLastExposure | DS | 1
(0018,7014) | Detector Active Time | DetectorActiveTime | DS | 1
(0018,7016) | Detector Activation Offset From Exposure | DetectorActivationOffsetFromExposure | DS | 1
(0018,701A) | Detector Binning | DetectorBinning | DS | 2
(0018,7020) | Detector Element Physical Size | DetectorElementPhysicalSize | DS | 2
(0018,7022) | Detector Element Spacing | DetectorElementSpacing | DS | 2
(0018,7024) | Detector Active Shape | DetectorActiveShape | CS | 1
(0018,7026) | Detector Active Dimension(s) | DetectorActiveDimensions | DS | 1-2
(0018,7028) | Detector Active Origin | DetectorActiveOrigin | DS | 2
(0018,702A) | Detector Manufacturer Name | DetectorManufacturerName | LO | 1
(0018,702B) | Detector Manufacturer’s Model Name | DetectorManufacturerModelName | LO | 1
(0018,7030) | Field of View Origin | FieldOfViewOrigin | DS | 2
(0018,7032) | Field of View Rotation | FieldOfViewRotation | DS | 1
(0018,7034) | Field of View Horizontal Flip | FieldOfViewHorizontalFlip | CS | 1
(0018,7040) | Grid Absorbing Material | GridAbsorbingMaterial | LT | 1
(0018,7041) | Grid Spacing Material | GridSpacingMaterial | LT | 1
(0018,7042) | Grid Thickness | GridThickness | DS | 1
(0018,7044) | Grid Pitch | GridPitch | DS | 1
(0018,7046) | Grid Aspect Ratio | GridAspectRatio | IS | 2
(0018,7048) | Grid Period | GridPeriod | DS | 1
(0018,704C) | Grid Focal Distance | GridFocalDistance | DS | 1
(0018,7050) | Filter Material | FilterMaterial | CS | 1-n
(0018,7052) | Filter Thickness Minimum | FilterThicknessMinimum | DS | 1-n
(0018,7054) | Filter Thickness Maximum | FilterThicknessMaximum | DS | 1-n
(0018,7056) | Filter Beam Path Length Minimum | FilterBeamPathLengthMinimum | FL | 1-n
(0018,7058) | Filter Beam Path Length Maximum | FilterBeamPathLengthMaximum | FL | 1-n
(0018,7060) | Exposure Control Mode | ExposureControlMode | CS | 1
(0018,7062) | Exposure Control Mode Description | ExposureControlModeDescription | LT | 1
(0018,7064) | Exposure Status | ExposureStatus | CS | 1
(0018,7065) | Phototimer Setting | PhototimerSetting | DS | 1
(0018,8150) | Exposure Time in mS | ExposureTimeInuS | DS | 1
(0018,8151) | X-Ray Tube Current in mA | XRayTubeCurrentInuA | DS | 1
(0018,9004) | Content Qualification | ContentQualification | CS | 1
(0018,9005) | Pulse Sequence Name | PulseSequenceName | SH | 1
(0018,9006) | MR Imaging Modifier Sequence | MRImagingModifierSequence | SQ | 1
(0018,9008) | Echo Pulse Sequence | EchoPulseSequence | CS | 1
(0018,9009) | Inversion Recovery | InversionRecovery | CS | 1
(0018,9010) | Flow Compensation | FlowCompensation | CS | 1
(0018,9011) | Multiple Spin Echo | MultipleSpinEcho | CS | 1
(0018,9012) | Multi-planar Excitation | MultiPlanarExcitation | CS | 1
(0018,9014) | Phase Contrast | PhaseContrast | CS | 1
(0018,9015) | Time of Flight Contrast | TimeOfFlightContrast | CS | 1
(0018,9016) | Spoiling | Spoiling | CS | 1
(0018,9017) | Steady State Pulse Sequence | SteadyStatePulseSequence | CS | 1
(0018,9018) | Echo Planar Pulse Sequence | EchoPlanarPulseSequence | CS | 1
(0018,9019) | Tag Angle First Axis | TagAngleFirstAxis | FD | 1
(0018,9020) | Magnetization Transfer | MagnetizationTransfer | CS | 1
(0018,9021) | T2 Preparation | T2Preparation | CS | 1
(0018,9022) | Blood Signal Nulling | BloodSignalNulling | CS | 1
(0018,9024) | Saturation Recovery | SaturationRecovery | CS | 1
(0018,9025) | Spectrally Selected Suppression | SpectrallySelectedSuppression | CS | 1
(0018,9026) | Spectrally Selected Excitation | SpectrallySelectedExcitation | CS | 1
(0018,9027) | Spatial Pre-saturation | SpatialPresaturation | CS | 1
(0018,9028) | Tagging | Tagging | CS | 1
(0018,9029) | Oversampling Phase | OversamplingPhase | CS | 1
(0018,9030) | Tag Spacing First Dimension | TagSpacingFirstDimension | FD | 1
(0018,9032) | Geometry of k-Space Traversal | GeometryOfKSpaceTraversal | CS | 1
(0018,9033) | Segmented k-Space Traversal | SegmentedKSpaceTraversal | CS | 1
(0018,9034) | Rectilinear Phase Encode Reordering | RectilinearPhaseEncodeReordering | CS | 1
(0018,9035) | Tag Thickness | TagThickness | FD | 1
(0018,9036) | Partial Fourier Direction | PartialFourierDirection | CS | 1
(0018,9037) | Cardiac Synchronization Technique | CardiacSynchronizationTechnique | CS | 1
(0018,9041) | Receive Coil Manufacturer Name | ReceiveCoilManufacturerName | LO | 1
(0018,9042) | MR Receive Coil Sequence | MRReceiveCoilSequence | SQ | 1
(0018,9043) | Receive Coil Type | ReceiveCoilType | CS | 1
(0018,9044) | Quadrature Receive Coil | QuadratureReceiveCoil | CS | 1
(0018,9045) | Multi-Coil Definition Sequence | MultiCoilDefinitionSequence | SQ | 1
(0018,9046) | Multi-Coil Configuration | MultiCoilConfiguration | LO | 1
(0018,9047) | Multi-Coil Element Name | MultiCoilElementName | SH | 1
(0018,9048) | Multi-Coil Element Used | MultiCoilElementUsed | CS | 1
(0018,9049) | MR Transmit Coil Sequence | MRTransmitCoilSequence | SQ | 1
(0018,9050) | Transmit Coil Manufacturer Name | TransmitCoilManufacturerName | LO | 1
(0018,9051) | Transmit Coil Type | TransmitCoilType | CS | 1
(0018,9052) | Spectral Width | SpectralWidth | FD | 1-2
(0018,9053) | Chemical Shift Reference | ChemicalShiftReference | FD | 1-2
(0018,9054) | Volume Localization Technique | VolumeLocalizationTechnique | CS | 1
(0018,9058) | MR Acquisition Frequency Encoding Steps | MRAcquisitionFrequencyEncodingSteps | US | 1
(0018,9059) | De-coupling | Decoupling | CS | 1
(0018,9060) | De-coupled Nucleus | DecoupledNucleus | CS | 1-2
(0018,9061) | De-coupling Frequency | DecouplingFrequency | FD | 1-2
(0018,9062) | De-coupling Method | DecouplingMethod | CS | 1
(0018,9063) | De-coupling Chemical Shift Reference | DecouplingChemicalShiftReference | FD | 1-2
(0018,9064) | k-space Filtering | KSpaceFiltering | CS | 1
(0018,9065) | Time Domain Filtering | TimeDomainFiltering | CS | 1-2
(0018,9066) | Number of Zero fills | NumberOfZeroFills | US | 1-2
(0018,9067) | Baseline Correction | BaselineCorrection | CS | 1
(0018,9069) | Parallel Reduction Factor In-plane | ParallelReductionFactorInPlane | FD | 1
(0018,9070) | Cardiac R-R Interval Specified | CardiacRRIntervalSpecified | FD | 1
(0018,9073) | Acquisition Duration | AcquisitionDuration | FD | 1
(0018,9074) | Frame Acquisition DateTime | FrameAcquisitionDateTime | DT | 1
(0018,9075) | Diffusion Directionality | DiffusionDirectionality | CS | 1
(0018,9076) | Diffusion Gradient Direction Sequence | DiffusionGradientDirectionSequence | SQ | 1
(0018,9077) | Parallel Acquisition | ParallelAcquisition | CS | 1
(0018,9078) | Parallel Acquisition Technique | ParallelAcquisitionTechnique | CS | 1
(0018,9079) | Inversion Times | InversionTimes | FD | 1-n
(0018,9080) | Metabolite Map Description | MetaboliteMapDescription | ST | 1
(0018,9081) | Partial Fourier | PartialFourier | CS | 1
(0018,9082) | Effective Echo Time | EffectiveEchoTime | FD | 1
(0018,9083) | Metabolite Map Code Sequence | MetaboliteMapCodeSequence | SQ | 1
(0018,9084) | Chemical Shift Sequence | ChemicalShiftSequence | SQ | 1
(0018,9085) | Cardiac Signal Source | CardiacSignalSource | CS | 1
(0018,9087) | Diffusion b-value | DiffusionBValue | FD | 1
(0018,9089) | Diffusion Gradient Orientation | DiffusionGradientOrientation | FD | 3
(0018,9090) | Velocity Encoding Direction | VelocityEncodingDirection | FD | 3
(0018,9091) | Velocity Encoding Minimum Value | VelocityEncodingMinimumValue | FD | 1
(0018,9093) | Number of k-Space Trajectories | NumberOfKSpaceTrajectories | US | 1
(0018,9094) | Coverage of k-Space | CoverageOfKSpace | CS | 1
(0018,9095) | Spectroscopy Acquisition Phase Rows | SpectroscopyAcquisitionPhaseRows | UL | 1
(0018,9096) | Parallel Reduction Factor In-plane (Retired) | ParallelReductionFactorInPlaneRetired | FD | 1 | RET
(0018,9098) | Transmitter Frequency | TransmitterFrequency | FD | 1-2
(0018,9100) | Resonant Nucleus | ResonantNucleus | CS | 1-2
(0018,9101) | Frequency Correction | FrequencyCorrection | CS | 1
(0018,9103) | MR Spectroscopy FOV/Geometry Sequence | MRSpectroscopyFOVGeometrySequence | SQ | 1
(0018,9104) | Slab Thickness | SlabThickness | FD | 1
(0018,9105) | Slab Orientation | SlabOrientation | FD | 3
(0018,9106) | Mid Slab Position | MidSlabPosition | FD | 3
(0018,9107) | MR Spatial Saturation Sequence | MRSpatialSaturationSequence | SQ | 1
(0018,9112) | MR Timing and Related Parameters Sequence | MRTimingAndRelatedParametersSequence | SQ | 1
(0018,9114) | MR Echo Sequence | MREchoSequence | SQ | 1
(0018,9115) | MR Modifier Sequence | MRModifierSequence | SQ | 1
(0018,9117) | MR Diffusion Sequence | MRDiffusionSequence | SQ | 1
(0018,9118) | Cardiac Synchronization Sequence | CardiacSynchronizationSequence | SQ | 1
(0018,9119) | MR Averages Sequence | MRAveragesSequence | SQ | 1
(0018,9125) | MR FOV/Geometry Sequence | MRFOVGeometrySequence | SQ | 1
(0018,9126) | Volume Localization Sequence | VolumeLocalizationSequence | SQ | 1
(0018,9127) | Spectroscopy Acquisition Data Columns | SpectroscopyAcquisitionDataColumns | UL | 1
(0018,9147) | Diffusion Anisotropy Type | DiffusionAnisotropyType | CS | 1
(0018,9151) | Frame Reference DateTime | FrameReferenceDateTime | DT | 1
(0018,9152) | MR Metabolite Map Sequence | MRMetaboliteMapSequence | SQ | 1
(0018,9155) | Parallel Reduction Factor out-of-plane | ParallelReductionFactorOutOfPlane | FD | 1
(0018,9159) | Spectroscopy Acquisition Out-of-plane Phase Steps | SpectroscopyAcquisitionOutOfPlanePhaseSteps | UL | 1
(0018,9166) | Bulk Motion Status | BulkMotionStatus | CS | 1 | RET
(0018,9168) | Parallel Reduction Factor Second In-plane | ParallelReductionFactorSecondInPlane | FD | 1
(0018,9169) | Cardiac Beat Rejection Technique | CardiacBeatRejectionTechnique | CS | 1
(0018,9170) | Respiratory Motion Compensation Technique | RespiratoryMotionCompensationTechnique | CS | 1
(0018,9171) | Respiratory Signal Source | RespiratorySignalSource | CS | 1
(0018,9172) | Bulk Motion Compensation Technique | BulkMotionCompensationTechnique | CS | 1
(0018,9173) | Bulk Motion Signal Source | BulkMotionSignalSource | CS | 1
(0018,9174) | Applicable Safety Standard Agency | ApplicableSafetyStandardAgency | CS | 1
(0018,9175) | Applicable Safety Standard Description | ApplicableSafetyStandardDescription | LO | 1
(0018,9176) | Operating Mode Sequence | OperatingModeSequence | SQ | 1
(0018,9177) | Operating Mode Type | OperatingModeType | CS | 1
(0018,9178) | Operating Mode | OperatingMode | CS | 1
(0018,9179) | Specific Absorption Rate Definition | SpecificAbsorptionRateDefinition | CS | 1
(0018,9180) | Gradient Output Type | GradientOutputType | CS | 1
(0018,9181) | Specific Absorption Rate Value | SpecificAbsorptionRateValue | FD | 1
(0018,9182) | Gradient Output | GradientOutput | FD | 1
(0018,9183) | Flow Compensation Direction | FlowCompensationDirection | CS | 1
(0018,9184) | Tagging Delay | TaggingDelay | FD | 1
(0018,9185) | Respiratory Motion Compensation Technique Description | RespiratoryMotionCompensationTechniqueDescription | ST | 1
(0018,9186) | Respiratory Signal Source ID | RespiratorySignalSourceID | SH | 1
(0018,9195) | Chemical Shift Minimum Integration Limit in Hz | ChemicalShiftMinimumIntegrationLimitInHz | FD | 1 | RET
(0018,9196) | Chemical Shift Maximum Integration Limit in Hz | ChemicalShiftMaximumIntegrationLimitInHz | FD | 1 | RET
(0018,9197) | MR Velocity Encoding Sequence | MRVelocityEncodingSequence | SQ | 1
(0018,9198) | First Order Phase Correction | FirstOrderPhaseCorrection | CS | 1
(0018,9199) | Water Referenced Phase Correction | WaterReferencedPhaseCorrection | CS | 1
(0018,9200) | MR Spectroscopy Acquisition Type | MRSpectroscopyAcquisitionType | CS | 1
(0018,9214) | Respiratory Cycle Position | RespiratoryCyclePosition | CS | 1
(0018,9217) | Velocity Encoding Maximum Value | VelocityEncodingMaximumValue | FD | 1
(0018,9218) | Tag Spacing Second Dimension | TagSpacingSecondDimension | FD | 1
(0018,9219) | Tag Angle Second Axis | TagAngleSecondAxis | SS | 1
(0018,9220) | Frame Acquisition Duration | FrameAcquisitionDuration | FD | 1
(0018,9226) | MR Image Frame Type Sequence | MRImageFrameTypeSequence | SQ | 1
(0018,9227) | MR Spectroscopy Frame Type Sequence | MRSpectroscopyFrameTypeSequence | SQ | 1
(0018,9231) | MR Acquisition Phase Encoding Steps in-plane | MRAcquisitionPhaseEncodingStepsInPlane | US | 1
(0018,9232) | MR Acquisition Phase Encoding Steps out-of-plane | MRAcquisitionPhaseEncodingStepsOutOfPlane | US | 1
(0018,9234) | Spectroscopy Acquisition Phase Columns | SpectroscopyAcquisitionPhaseColumns | UL | 1
(0018,9236) | Cardiac Cycle Position | CardiacCyclePosition | CS | 1
(0018,9239) | Specific Absorption Rate Sequence | SpecificAbsorptionRateSequence | SQ | 1
(0018,9240) | RF Echo Train Length | RFEchoTrainLength | US | 1
(0018,9241) | Gradient Echo Train Length | GradientEchoTrainLength | US | 1
(0018,9295) | Chemical Shift Minimum Integration Limit in ppm | ChemicalShiftMinimumIntegrationLimitInppm | FD | 1
(0018,9296) | Chemical Shift Maximum Integration Limit in ppm | ChemicalShiftMaximumIntegrationLimitInppm | FD | 1
(0018,9301) | CT Acquisition Type Sequence | CTAcquisitionTypeSequence | SQ | 1
(0018,9302) | Acquisition Type | AcquisitionType | CS | 1
(0018,9303) | Tube Angle | TubeAngle | FD | 1
(0018,9304) | CT Acquisition Details Sequence | CTAcquisitionDetailsSequence | SQ | 1
(0018,9305) | Revolution Time | RevolutionTime | FD | 1
(0018,9306) | Single Collimation Width | SingleCollimationWidth | FD | 1
(0018,9307) | Total Collimation Width | TotalCollimationWidth | FD | 1
(0018,9308) | CT Table Dynamics Sequence | CTTableDynamicsSequence | SQ | 1
(0018,9309) | Table Speed | TableSpeed | FD | 1
(0018,9310) | Table Feed per Rotation | TableFeedPerRotation | FD | 1
(0018,9311) | Spiral Pitch Factor | SpiralPitchFactor | FD | 1
(0018,9312) | CT Geometry Sequence | CTGeometrySequence | SQ | 1
(0018,9313) | Data Collection Center (Patient) | DataCollectionCenterPatient | FD | 3
(0018,9314) | CT Reconstruction Sequence | CTReconstructionSequence | SQ | 1
(0018,9315) | Reconstruction Algorithm | ReconstructionAlgorithm | CS | 1
(0018,9316) | Convolution Kernel Group | ConvolutionKernelGroup | CS | 1
(0018,9317) | Reconstruction Field of View | ReconstructionFieldOfView | FD | 2
(0018,9318) | Reconstruction Target Center (Patient) | ReconstructionTargetCenterPatient | FD | 3
(0018,9319) | Reconstruction Angle | ReconstructionAngle | FD | 1
(0018,9320) | Image Filter | ImageFilter | SH | 1
(0018,9321) | CT Exposure Sequence | CTExposureSequence | SQ | 1
(0018,9322) | Reconstruction Pixel Spacing | ReconstructionPixelSpacing | FD | 2
(0018,9323) | Exposure Modulation Type | ExposureModulationType | CS | 1
(0018,9324) | Estimated Dose Saving | EstimatedDoseSaving | FD | 1
(0018,9325) | CT X-Ray Details Sequence | CTXRayDetailsSequence | SQ | 1
(0018,9326) | CT Position Sequence | CTPositionSequence | SQ | 1
(0018,9327) | Table Position | TablePosition | FD | 1
(0018,9328) | Exposure Time in ms | ExposureTimeInms | FD | 1
(0018,9329) | CT Image Frame Type Sequence | CTImageFrameTypeSequence | SQ | 1
(0018,9330) | X-Ray Tube Current in mA | XRayTubeCurrentInmA | FD | 1
(0018,9332) | Exposure in mAs | ExposureInmAs | FD | 1
(0018,9333) | Constant Volume Flag | ConstantVolumeFlag | CS | 1
(0018,9334) | Fluoroscopy Flag | FluoroscopyFlag | CS | 1
(0018,9335) | Distance Source to Data Collection Center | DistanceSourceToDataCollectionCenter | FD | 1
(0018,9337) | Contrast/Bolus Agent Number | ContrastBolusAgentNumber | US | 1
(0018,9338) | Contrast/Bolus Ingredient Code Sequence | ContrastBolusIngredientCodeSequence | SQ | 1
(0018,9340) | Contrast Administration Profile Sequence | ContrastAdministrationProfileSequence | SQ | 1
(0018,9341) | Contrast/Bolus Usage Sequence | ContrastBolusUsageSequence | SQ | 1
(0018,9342) | Contrast/Bolus Agent Administered | ContrastBolusAgentAdministered | CS | 1
(0018,9343) | Contrast/Bolus Agent Detected | ContrastBolusAgentDetected | CS | 1
(0018,9344) | Contrast/Bolus Agent Phase | ContrastBolusAgentPhase | CS | 1
(0018,9345) | CTDIvol | CTDIvol | FD | 1
(0018,9346) | CTDI Phantom Type Code Sequence | CTDIPhantomTypeCodeSequence | SQ | 1
(0018,9351) | Calcium Scoring Mass Factor Patient | CalciumScoringMassFactorPatient | FL | 1
(0018,9352) | Calcium Scoring Mass Factor Device | CalciumScoringMassFactorDevice | FL | 3
(0018,9353) | Energy Weighting Factor | EnergyWeightingFactor | FL | 1
(0018,9360) | CT Additional X-Ray Source Sequence | CTAdditionalXRaySourceSequence | SQ | 1
(0018,9401) | Projection Pixel Calibration Sequence | ProjectionPixelCalibrationSequence | SQ | 1
(0018,9402) | Distance Source to Isocenter | DistanceSourceToIsocenter | FL | 1
(0018,9403) | Distance Object to Table Top | DistanceObjectToTableTop | FL | 1
(0018,9404) | Object Pixel Spacing in Center of Beam | ObjectPixelSpacingInCenterOfBeam | FL | 2
(0018,9405) | Positioner Position Sequence | PositionerPositionSequence | SQ | 1
(0018,9406) | Table Position Sequence | TablePositionSequence | SQ | 1
(0018,9407) | Collimator Shape Sequence | CollimatorShapeSequence | SQ | 1
(0018,9412) | XA/XRF Frame Characteristics Sequence | XAXRFFrameCharacteristicsSequence | SQ | 1
(0018,9417) | Frame Acquisition Sequence | FrameAcquisitionSequence | SQ | 1
(0018,9420) | X-Ray Receptor Type | XRayReceptorType | CS | 1
(0018,9423) | Acquisition Protocol Name | AcquisitionProtocolName | LO | 1
(0018,9424) | Acquisition Protocol Description | AcquisitionProtocolDescription | LT | 1
(0018,9425) | Contrast/Bolus Ingredient Opaque | ContrastBolusIngredientOpaque | CS | 1
(0018,9426) | Distance Receptor Plane to Detector Housing | DistanceReceptorPlaneToDetectorHousing | FL | 1
(0018,9427) | Intensifier Active Shape | IntensifierActiveShape | CS | 1
(0018,9428) | Intensifier Active Dimension(s) | IntensifierActiveDimensions | FL | 1-2
(0018,9429) | Physical Detector Size | PhysicalDetectorSize | FL | 2
(0018,9430) | Position of Isocenter Projection | PositionOfIsocenterProjection | US | 2
(0018,9432) | Field of View Sequence | FieldOfViewSequence | SQ | 1
(0018,9433) | Field of View Description | FieldOfViewDescription | LO | 1
(0018,9434) | Exposure Control Sensing Regions Sequence | ExposureControlSensingRegionsSequence | SQ | 1
(0018,9435) | Exposure Control Sensing Region Shape | ExposureControlSensingRegionShape | CS | 1
(0018,9436) | Exposure Control Sensing Region Left Vertical Edge | ExposureControlSensingRegionLeftVerticalEdge | SS | 1
(0018,9437) | Exposure Control Sensing Region Right Vertical Edge | ExposureControlSensingRegionRightVerticalEdge | SS | 1
(0018,9438) | Exposure Control Sensing Region Upper Horizontal Edge | ExposureControlSensingRegionUpperHorizontalEdge | SS | 1
(0018,9439) | Exposure Control Sensing Region Lower Horizontal Edge | ExposureControlSensingRegionLowerHorizontalEdge | SS | 1
(0018,9440) | Center of Circular Exposure Control Sensing Region | CenterOfCircularExposureControlSensingRegion | SS | 2
(0018,9441) | Radius of Circular Exposure Control Sensing Region | RadiusOfCircularExposureControlSensingRegion | US | 1
(0018,9442) | Vertices of the Polygonal Exposure Control Sensing Region | VerticesOfThePolygonalExposureControlSensingRegion | SS | 2-n
(0018,9445) |  |  |  |  | RET
(0018,9447) | Column Angulation (Patient) | ColumnAngulationPatient | FL | 1
(0018,9449) | Beam Angle | BeamAngle | FL | 1
(0018,9451) | Frame Detector Parameters Sequence | FrameDetectorParametersSequence | SQ | 1
(0018,9452) | Calculated Anatomy Thickness | CalculatedAnatomyThickness | FL | 1
(0018,9455) | Calibration Sequence | CalibrationSequence | SQ | 1
(0018,9456) | Object Thickness Sequence | ObjectThicknessSequence | SQ | 1
(0018,9457) | Plane Identification | PlaneIdentification | CS | 1
(0018,9461) | Field of View Dimension(s) in Float | FieldOfViewDimensionsInFloat | FL | 1-2
(0018,9462) | Isocenter Reference System Sequence | IsocenterReferenceSystemSequence | SQ | 1
(0018,9463) | Positioner Isocenter Primary Angle | PositionerIsocenterPrimaryAngle | FL | 1
(0018,9464) | Positioner Isocenter Secondary Angle | PositionerIsocenterSecondaryAngle | FL | 1
(0018,9465) | Positioner Isocenter Detector Rotation Angle | PositionerIsocenterDetectorRotationAngle | FL | 1
(0018,9466) | Table X Position to Isocenter | TableXPositionToIsocenter | FL | 1
(0018,9467) | Table Y Position to Isocenter | TableYPositionToIsocenter | FL | 1
(0018,9468) | Table Z Position to Isocenter | TableZPositionToIsocenter | FL | 1
(0018,9469) | Table Horizontal Rotation Angle | TableHorizontalRotationAngle | FL | 1
(0018,9470) | Table Head Tilt Angle | TableHeadTiltAngle | FL | 1
(0018,9471) | Table Cradle Tilt Angle | TableCradleTiltAngle | FL | 1
(0018,9472) | Frame Display Shutter Sequence | FrameDisplayShutterSequence | SQ | 1
(0018,9473) | Acquired Image Area Dose Product | AcquiredImageAreaDoseProduct | FL | 1
(0018,9474) | C-arm Positioner Tabletop Relationship | CArmPositionerTabletopRelationship | CS | 1
(0018,9476) | X-Ray Geometry Sequence | XRayGeometrySequence | SQ | 1
(0018,9477) | Irradiation Event Identification Sequence | IrradiationEventIdentificationSequence | SQ | 1
(0018,9504) | X-Ray 3D Frame Type Sequence | XRay3DFrameTypeSequence | SQ | 1
(0018,9506) | Contributing Sources Sequence | ContributingSourcesSequence | SQ | 1
(0018,9507) | X-Ray 3D Acquisition Sequence | XRay3DAcquisitionSequence | SQ | 1
(0018,9508) | Primary Positioner Scan Arc | PrimaryPositionerScanArc | FL | 1
(0018,9509) | Secondary Positioner Scan Arc | SecondaryPositionerScanArc | FL | 1
(0018,9510) | Primary Positioner Scan Start Angle | PrimaryPositionerScanStartAngle | FL | 1
(0018,9511) | Secondary Positioner Scan Start Angle | SecondaryPositionerScanStartAngle | FL | 1
(0018,9514) | Primary Positioner Increment | PrimaryPositionerIncrement | FL | 1
(0018,9515) | Secondary Positioner Increment | SecondaryPositionerIncrement | FL | 1
(0018,9516) | Start Acquisition DateTime | StartAcquisitionDateTime | DT | 1
(0018,9517) | End Acquisition DateTime | EndAcquisitionDateTime | DT | 1
(0018,9524) | Application Name | ApplicationName | LO | 1
(0018,9525) | Application Version | ApplicationVersion | LO | 1
(0018,9526) | Application Manufacturer | ApplicationManufacturer | LO | 1
(0018,9527) | Algorithm Type | AlgorithmType | CS | 1
(0018,9528) | Algorithm Description | AlgorithmDescription | LO | 1
(0018,9530) | X-Ray 3D Reconstruction Sequence | XRay3DReconstructionSequence | SQ | 1
(0018,9531) | Reconstruction Description | ReconstructionDescription | LO | 1
(0018,9538) | Per Projection Acquisition Sequence | PerProjectionAcquisitionSequence | SQ | 1
(0018,9601) | Diffusion b-matrix Sequence | DiffusionBMatrixSequence | SQ | 1
(0018,9602) | Diffusion b-value XX | DiffusionBValueXX | FD | 1
(0018,9603) | Diffusion b-value XY | DiffusionBValueXY | FD | 1
(0018,9604) | Diffusion b-value XZ | DiffusionBValueXZ | FD | 1
(0018,9605) | Diffusion b-value YY | DiffusionBValueYY | FD | 1
(0018,9606) | Diffusion b-value YZ | DiffusionBValueYZ | FD | 1
(0018,9607) | Diffusion b-value ZZ | DiffusionBValueZZ | FD | 1
(0018,9701) | Decay Correction DateTime | DecayCorrectionDateTime | DT | 1
(0018,9715) | Start Density Threshold | StartDensityThreshold | FD | 1
(0018,9716) | Start Relative Density Difference Threshold | StartRelativeDensityDifferenceThreshold | FD | 1
(0018,9717) | Start Cardiac Trigger Count Threshold | StartCardiacTriggerCountThreshold | FD | 1
(0018,9718) | Start Respiratory Trigger Count Threshold | StartRespiratoryTriggerCountThreshold | FD | 1
(0018,9719) | Termination Counts Threshold | TerminationCountsThreshold | FD | 1
(0018,9720) | Termination Density Threshold | TerminationDensityThreshold | FD | 1
(0018,9721) | Termination Relative Density Threshold | TerminationRelativeDensityThreshold | FD | 1
(0018,9722) | Termination Time Threshold | TerminationTimeThreshold | FD | 1
(0018,9723) | Termination Cardiac Trigger Count Threshold | TerminationCardiacTriggerCountThreshold | FD | 1
(0018,9724) | Termination Respiratory Trigger Count Threshold | TerminationRespiratoryTriggerCountThreshold | FD | 1
(0018,9725) | Detector Geometry | DetectorGeometry | CS | 1
(0018,9726) | Transverse Detector Separation | TransverseDetectorSeparation | FD | 1
(0018,9727) | Axial Detector Dimension | AxialDetectorDimension | FD | 1
(0018,9729) | Radiopharmaceutical Agent Number | RadiopharmaceuticalAgentNumber | US | 1
(0018,9732) | PET Frame Acquisition Sequence | PETFrameAcquisitionSequence | SQ | 1
(0018,9733) | PET Detector Motion Details Sequence | PETDetectorMotionDetailsSequence | SQ | 1
(0018,9734) | PET Table Dynamics Sequence | PETTableDynamicsSequence | SQ | 1
(0018,9735) | PET Position Sequence | PETPositionSequence | SQ | 1
(0018,9736) | PET Frame Correction Factors Sequence | PETFrameCorrectionFactorsSequence | SQ | 1
(0018,9737) | Radiopharmaceutical Usage Sequence | RadiopharmaceuticalUsageSequence | SQ | 1
(0018,9738) | Attenuation Correction Source | AttenuationCorrectionSource | CS | 1
(0018,9739) | Number of Iterations | NumberOfIterations | US | 1
(0018,9740) | Number of Subsets | NumberOfSubsets | US | 1
(0018,9749) | PET Reconstruction Sequence | PETReconstructionSequence | SQ | 1
(0018,9751) | PET Frame Type Sequence | PETFrameTypeSequence | SQ | 1
(0018,9755) | Time of Flight Information Used | TimeOfFlightInformationUsed | CS | 1
(0018,9756) | Reconstruction Type | ReconstructionType | CS | 1
(0018,9758) | Decay Corrected | DecayCorrected | CS | 1
(0018,9759) | Attenuation Corrected | AttenuationCorrected | CS | 1
(0018,9760) | Scatter Corrected | ScatterCorrected | CS | 1
(0018,9761) | Dead Time Corrected | DeadTimeCorrected | CS | 1
(0018,9762) | Gantry Motion Corrected | GantryMotionCorrected | CS | 1
(0018,9763) | Patient Motion Corrected | PatientMotionCorrected | CS | 1
(0018,9764) | Count Loss Normalization Corrected | CountLossNormalizationCorrected | CS | 1
(0018,9765) | Randoms Corrected | RandomsCorrected | CS | 1
(0018,9766) | Non-uniform Radial Sampling Corrected | NonUniformRadialSamplingCorrected | CS | 1
(0018,9767) | Sensitivity Calibrated | SensitivityCalibrated | CS | 1
(0018,9768) | Detector Normalization Correction | DetectorNormalizationCorrection | CS | 1
(0018,9769) | Iterative Reconstruction Method | IterativeReconstructionMethod | CS | 1
(0018,9770) | Attenuation Correction Temporal Relationship | AttenuationCorrectionTemporalRelationship | CS | 1
(0018,9771) | Patient Physiological State Sequence | PatientPhysiologicalStateSequence | SQ | 1
(0018,9772) | Patient Physiological State Code Sequence | PatientPhysiologicalStateCodeSequence | SQ | 1
(0018,9801) | Depth(s) of Focus | DepthsOfFocus | FD | 1-n
(0018,9803) | Excluded Intervals Sequence | ExcludedIntervalsSequence | SQ | 1
(0018,9804) | Exclusion Start Datetime | ExclusionStartDatetime | DT | 1
(0018,9805) | Exclusion Duration | ExclusionDuration | FD | 1
(0018,9806) | US Image Description Sequence | USImageDescriptionSequence | SQ | 1
(0018,9807) | Image Data Type Sequence | ImageDataTypeSequence | SQ | 1
(0018,9808) | Data Type | DataType | CS | 1
(0018,9809) | Transducer Scan Pattern Code Sequence | TransducerScanPatternCodeSequence | SQ | 1
(0018,980B) | Aliased Data Type | AliasedDataType | CS | 1
(0018,980C) | Position Measuring Device Used | PositionMeasuringDeviceUsed | CS | 1
(0018,980D) | Transducer Geometry Code Sequence | TransducerGeometryCodeSequence | SQ | 1
(0018,980E) | Transducer Beam Steering Code Sequence | TransducerBeamSteeringCodeSequence | SQ | 1
(0018,980F) | Transducer Application Code Sequence | TransducerApplicationCodeSequence | SQ | 1
(0018,A001) | Contributing Equipment Sequence | ContributingEquipmentSequence | SQ | 1
(0018,A002) | Contribution Date Time | ContributionDateTime | DT | 1
(0018,A003) | Contribution Description | ContributionDescription | ST | 1
(0020,000D) | Study Instance UID | StudyInstanceUID | UI | 1
(0020,000E) | Series Instance UID | SeriesInstanceUID | UI | 1
(0020,0010) | Study ID | StudyID | SH | 1
(0020,0011) | Series Number | SeriesNumber | IS | 1
(0020,0012) | Acquisition Number | AcquisitionNumber | IS | 1
(0020,0013) | Instance Number | InstanceNumber | IS | 1
(0020,0014) | Isotope Number | IsotopeNumber | IS | 1 | RET
(0020,0015) | Phase Number | PhaseNumber | IS | 1 | RET
(0020,0016) | Interval Number | IntervalNumber | IS | 1 | RET
(0020,0017) | Time Slot Number | TimeSlotNumber | IS | 1 | RET
(0020,0018) | Angle Number | AngleNumber | IS | 1 | RET
(0020,0019) | Item Number | ItemNumber | IS | 1
(0020,0020) | Patient Orientation | PatientOrientation | CS | 2
(0020,0022) | Overlay Number | OverlayNumber | IS | 1 | RET
(0020,0024) | Curve Number | CurveNumber | IS | 1 | RET
(0020,0026) | LUT Number | LUTNumber | IS | 1 | RET
(0020,0030) | Image Position | ImagePosition | DS | 3 | RET
(0020,0032) | Image Position (Patient) | ImagePositionPatient | DS | 3
(0020,0035) | Image Orientation | ImageOrientation | DS | 6 | RET
(0020,0037) | Image Orientation (Patient) | ImageOrientationPatient | DS | 6
(0020,0050) | Location | Location | DS | 1 | RET
(0020,0052) | Frame of Reference UID | FrameOfReferenceUID | UI | 1
(0020,0060) | Laterality | Laterality | CS | 1
(0020,0062) | Image Laterality | ImageLaterality | CS | 1
(0020,0070) | Image Geometry Type | ImageGeometryType | LO | 1 | RET
(0020,0080) | Masking Image | MaskingImage | CS | 1-n | RET
(0020,0100) | Temporal Position Identifier | TemporalPositionIdentifier | IS | 1
(0020,0105) | Number of Temporal Positions | NumberOfTemporalPositions | IS | 1
(0020,0110) | Temporal Resolution | TemporalResolution | DS | 1
(0020,0200) | Synchronization Frame of Reference UID | SynchronizationFrameOfReferenceUID | UI | 1
(0020,0242) | SOP Instance UID of Concatenation Source | SOPInstanceUIDOfConcatenationSource | UI | 1
(0020,1000) | Series in Study | SeriesInStudy | IS | 1 | RET
(0020,1001) | Acquisitions in Series | AcquisitionsInSeries | IS | 1 | RET
(0020,1002) | Images in Acquisition | ImagesInAcquisition | IS | 1
(0020,1003) | Images in Series | ImagesInSeries | IS | 1 | RET
(0020,1004) | Acquisitions in Study | AcquisitionsInStudy | IS | 1 | RET
(0020,1005) | Images in Study | ImagesInStudy | IS | 1 | RET
(0020,1020) | Reference | Reference | CS | 1-n | RET
(0020,1040) | Position Reference Indicator | PositionReferenceIndicator | LO | 1
(0020,1041) | Slice Location | SliceLocation | DS | 1
(0020,1070) | Other Study Numbers | OtherStudyNumbers | IS | 1-n | RET
(0020,1200) | Number of Patient Related Studies | NumberOfPatientRelatedStudies | IS | 1
(0020,1202) | Number of Patient Related Series | NumberOfPatientRelatedSeries | IS | 1
(0020,1204) | Number of Patient Related Instances | NumberOfPatientRelatedInstances | IS | 1
(0020,1206) | Number of Study Related Series | NumberOfStudyRelatedSeries | IS | 1
(0020,1208) | Number of Study Related Instances | NumberOfStudyRelatedInstances | IS | 1
(0020,1209) | Number of Series Related Instances | NumberOfSeriesRelatedInstances | IS | 1
(0020,31xx) | Source Image IDs | SourceImageIDs | CS | 1-n | RET
(0020,3401) | Modifying Device ID | ModifyingDeviceID | CS | 1 | RET
(0020,3402) | Modified Image ID | ModifiedImageID | CS | 1 | RET
(0020,3403) | Modified Image Date | ModifiedImageDate | DA | 1 | RET
(0020,3404) | Modifying Device Manufacturer | ModifyingDeviceManufacturer | LO | 1 | RET
(0020,3405) | Modified Image Time | ModifiedImageTime | TM | 1 | RET
(0020,3406) | Modified Image Description | ModifiedImageDescription | LO | 1 | RET
(0020,4000) | Image Comments | ImageComments | LT | 1
(0020,5000) | Original Image Identification | OriginalImageIdentification | AT | 1-n | RET
(0020,5002) | Original Image Identification Nomenclature | OriginalImageIdentificationNomenclature | CS | 1-n | RET
(0020,9056) | Stack ID | StackID | SH | 1
(0020,9057) | In-Stack Position Number | InStackPositionNumber | UL | 1
(0020,9071) | Frame Anatomy Sequence | FrameAnatomySequence | SQ | 1
(0020,9072) | Frame Laterality | FrameLaterality | CS | 1
(0020,9111) | Frame Content Sequence | FrameContentSequence | SQ | 1
(0020,9113) | Plane Position Sequence | PlanePositionSequence | SQ | 1
(0020,9116) | Plane Orientation Sequence | PlaneOrientationSequence | SQ | 1
(0020,9128) | Temporal Position Index | TemporalPositionIndex | UL | 1
(0020,9153) | Nominal Cardiac Trigger Delay Time | NominalCardiacTriggerDelayTime | FD | 1
(0020,9156) | Frame Acquisition Number | FrameAcquisitionNumber | US | 1
(0020,9157) | Dimension Index Values | DimensionIndexValues | UL | 1-n
(0020,9158) | Frame Comments | FrameComments | LT | 1
(0020,9161) | Concatenation UID | ConcatenationUID | UI | 1
(0020,9162) | In-concatenation Number | InConcatenationNumber | US | 1
(0020,9163) | In-concatenation Total Number | InConcatenationTotalNumber | US | 1
(0020,9164) | Dimension Organization UID | DimensionOrganizationUID | UI | 1
(0020,9165) | Dimension Index Pointer | DimensionIndexPointer | AT | 1
(0020,9167) | Functional Group Pointer | FunctionalGroupPointer | AT | 1
(0020,9213) | Dimension Index Private Creator | DimensionIndexPrivateCreator | LO | 1
(0020,9221) | Dimension Organization Sequence | DimensionOrganizationSequence | SQ | 1
(0020,9222) | Dimension Index Sequence | DimensionIndexSequence | SQ | 1
(0020,9228) | Concatenation Frame Offset Number | ConcatenationFrameOffsetNumber | UL | 1
(0020,9238) | Functional Group Private Creator | FunctionalGroupPrivateCreator | LO | 1
(0020,9241) | Nominal Percentage of Cardiac Phase | NominalPercentageOfCardiacPhase | FL | 1
(0020,9245) | Nominal Percentage of Respiratory Phase | NominalPercentageOfRespiratoryPhase | FL | 1
(0020,9246) | Starting Respiratory Amplitude | StartingRespiratoryAmplitude | FL | 1
(0020,9247) | Starting Respiratory Phase | StartingRespiratoryPhase | CS | 1
(0020,9248) | Ending Respiratory Amplitude | EndingRespiratoryAmplitude | FL | 1
(0020,9249) | Ending Respiratory Phase | EndingRespiratoryPhase | CS | 1
(0020,9250) | Respiratory Trigger Type | RespiratoryTriggerType | CS | 1
(0020,9251) | R - R Interval Time Nominal | RRIntervalTimeNominal | FD | 1
(0020,9252) | Actual Cardiac Trigger Delay Time | ActualCardiacTriggerDelayTime | FD | 1
(0020,9253) | Respiratory Synchronization Sequence | RespiratorySynchronizationSequence | SQ | 1
(0020,9254) | Respiratory Interval Time | RespiratoryIntervalTime | FD | 1
(0020,9255) | Nominal Respiratory Trigger Delay Time | NominalRespiratoryTriggerDelayTime | FD | 1
(0020,9256) | Respiratory Trigger Delay Threshold | RespiratoryTriggerDelayThreshold | FD | 1
(0020,9257) | Actual Respiratory Trigger Delay Time | ActualRespiratoryTriggerDelayTime | FD | 1
(0020,9301) | Image Position (Volume) | ImagePositionVolume | FD | 3
(0020,9302) | Image Orientation (Volume) | ImageOrientationVolume | FD | 6
(0020,9307) | Ultrasound Acquisition Geometry | UltrasoundAcquisitionGeometry | CS | 1
(0020,9308) | Apex Position | ApexPosition | FD | 3
(0020,9309) | Volume to Transducer Mapping Matrix | VolumeToTransducerMappingMatrix | FD | 16
(0020,930A) | Volume to Table Mapping Matrix | VolumeToTableMappingMatrix | FD | 16
(0020,930C) | Patient Frame of Reference Source | PatientFrameOfReferenceSource | CS | 1
(0020,930D) | Temporal Position Time Offset | TemporalPositionTimeOffset | FD | 1
(0020,930E) | Plane Position (Volume) Sequence | PlanePositionVolumeSequence | SQ | 1
(0020,930F) | Plane Orientation (Volume) Sequence | PlaneOrientationVolumeSequence | SQ | 1
(0020,9310) | Temporal Position Sequence | TemporalPositionSequence | SQ | 1
(0020,9311) | Dimension Organization Type | DimensionOrganizationType | CS | 1
(0020,9312) | Volume Frame of Reference UID | VolumeFrameOfReferenceUID | UI | 1
(0020,9313) | Table Frame of Reference UID | TableFrameOfReferenceUID | UI | 1
(0020,9421) | Dimension Description Label | DimensionDescriptionLabel | LO | 1
(0020,9450) | Patient Orientation in Frame Sequence | PatientOrientationInFrameSequence | SQ | 1
(0020,9453) | Frame Label | FrameLabel | LO | 1
(0020,9518) | Acquisition Index | AcquisitionIndex | US | 1-n
(0020,9529) | Contributing SOP Instances Reference Sequence | ContributingSOPInstancesReferenceSequence | SQ | 1
(0020,9536) | Reconstruction Index | ReconstructionIndex | US | 1
(0022,0001) | Light Path Filter Pass-Through Wavelength | LightPathFilterPassThroughWavelength | US | 1
(0022,0002) | Light Path Filter Pass Band | LightPathFilterPassBand | US | 2
(0022,0003) | Image Path Filter Pass-Through Wavelength | ImagePathFilterPassThroughWavelength | US | 1
(0022,0004) | Image Path Filter Pass Band | ImagePathFilterPassBand | US | 2
(0022,0005) | Patient Eye Movement Commanded | PatientEyeMovementCommanded | CS | 1
(0022,0006) | Patient Eye Movement Command Code Sequence | PatientEyeMovementCommandCodeSequence | SQ | 1
(0022,0007) | Spherical Lens Power | SphericalLensPower | FL | 1
(0022,0008) | Cylinder Lens Power | CylinderLensPower | FL | 1
(0022,0009) | Cylinder Axis | CylinderAxis | FL | 1
(0022,000A) | Emmetropic Magnification | EmmetropicMagnification | FL | 1
(0022,000B) | Intra Ocular Pressure | IntraOcularPressure | FL | 1
(0022,000C) | Horizontal Field of View | HorizontalFieldOfView | FL | 1
(0022,000D) | Pupil Dilated | PupilDilated | CS | 1
(0022,000E) | Degree of Dilation | DegreeOfDilation | FL | 1
(0022,0010) | Stereo Baseline Angle | StereoBaselineAngle | FL | 1
(0022,0011) | Stereo Baseline Displacement | StereoBaselineDisplacement | FL | 1
(0022,0012) | Stereo Horizontal Pixel Offset | StereoHorizontalPixelOffset | FL | 1
(0022,0013) | Stereo Vertical Pixel Offset | StereoVerticalPixelOffset | FL | 1
(0022,0014) | Stereo Rotation | StereoRotation | FL | 1
(0022,0015) | Acquisition Device Type Code Sequence | AcquisitionDeviceTypeCodeSequence | SQ | 1
(0022,0016) | Illumination Type Code Sequence | IlluminationTypeCodeSequence | SQ | 1
(0022,0017) | Light Path Filter Type Stack Code Sequence | LightPathFilterTypeStackCodeSequence | SQ | 1
(0022,0018) | Image Path Filter Type Stack Code Sequence | ImagePathFilterTypeStackCodeSequence | SQ | 1
(0022,0019) | Lenses Code Sequence | LensesCodeSequence | SQ | 1
(0022,001A) | Channel Description Code Sequence | ChannelDescriptionCodeSequence | SQ | 1
(0022,001B) | Refractive State Sequence | RefractiveStateSequence | SQ | 1
(0022,001C) | Mydriatic Agent Code Sequence | MydriaticAgentCodeSequence | SQ | 1
(0022,001D) | Relative Image Position Code Sequence | RelativeImagePositionCodeSequence | SQ | 1
(0022,0020) | Stereo Pairs Sequence | StereoPairsSequence | SQ | 1
(0022,0021) | Left Image Sequence | LeftImageSequence | SQ | 1
(0022,0022) | Right Image Sequence | RightImageSequence | SQ | 1
(0022,0030) | Axial Length of the Eye | AxialLengthOfTheEye | FL | 1
(0022,0031) | Ophthalmic Frame Location Sequence | OphthalmicFrameLocationSequence | SQ | 1
(0022,0032) | Reference Coordinates | ReferenceCoordinates | FL | 2-2n
(0022,0035) | Depth Spatial Resolution | DepthSpatialResolution | FL | 1
(0022,0036) | Maximum Depth Distortion | MaximumDepthDistortion | FL | 1
(0022,0037) | Along-scan Spatial Resolution | AlongScanSpatialResolution | FL | 1
(0022,0038) | Maximum Along-scan Distortion | MaximumAlongScanDistortion | FL | 1
(0022,0039) | Ophthalmic Image Orientation | OphthalmicImageOrientation | CS | 1
(0022,0041) | Depth of Transverse Image | DepthOfTransverseImage | FL | 1
(0022,0042) | Mydriatic Agent Concentration Units Sequence | MydriaticAgentConcentrationUnitsSequence | SQ | 1
(0022,0048) | Across-scan Spatial Resolution | AcrossScanSpatialResolution | FL | 1
(0022,0049) | Maximum Across-scan Distortion | MaximumAcrossScanDistortion | FL | 1
(0022,004E) | Mydriatic Agent Concentration | MydriaticAgentConcentration | DS | 1
(0022,0055) | Illumination Wave Length | IlluminationWaveLength | FL | 1
(0022,0056) | Illumination Power | IlluminationPower | FL | 1
(0022,0057) | Illumination Bandwidth | IlluminationBandwidth | FL | 1
(0022,0058) | Mydriatic Agent Sequence | MydriaticAgentSequence | SQ | 1
(0028,0002) | Samples per Pixel | SamplesPerPixel | US | 1
(0028,0003) | Samples per Pixel Used | SamplesPerPixelUsed | US | 1
(0028,0004) | Photometric Interpretation | PhotometricInterpretation | CS | 1
(0028,0005) | Image Dimensions | ImageDimensions | US | 1 | RET
(0028,0006) | Planar Configuration | PlanarConfiguration | US | 1
(0028,0008) | Number of Frames | NumberOfFrames | IS | 1
(0028,0009) | Frame Increment Pointer | FrameIncrementPointer | AT | 1-n
(0028,000A) | Frame Dimension Pointer | FrameDimensionPointer | AT | 1-n
(0028,0010) | Rows | Rows | US | 1
(0028,0011) | Columns | Columns | US | 1
(0028,0012) | Planes | Planes | US | 1 | RET
(0028,0014) | Ultrasound Color Data Present | UltrasoundColorDataPresent | US | 1
(0028,0020) |  |  |  |  | RET
(0028,0030) | Pixel Spacing | PixelSpacing | DS | 2
(0028,0031) | Zoom Factor | ZoomFactor | DS | 2
(0028,0032) | Zoom Center | ZoomCenter | DS | 2
(0028,0034) | Pixel Aspect Ratio | PixelAspectRatio | IS | 2
(0028,0040) | Image Format | ImageFormat | CS | 1 | RET
(0028,0050) | Manipulated Image | ManipulatedImage | LO | 1-n | RET
(0028,0051) | Corrected Image | CorrectedImage | CS | 1-n
(0028,005F) | Compression Recognition Code | CompressionRecognitionCode | LO | 1 | RET
(0028,0060) | Compression Code | CompressionCode | CS | 1 | RET
(0028,0061) | Compression Originator | CompressionOriginator | SH | 1 | RET
(0028,0062) | Compression Label | CompressionLabel | LO | 1 | RET
(0028,0063) | Compression Description | CompressionDescription | SH | 1 | RET
(0028,0065) | Compression Sequence | CompressionSequence | CS | 1-n | RET
(0028,0066) | Compression Step Pointers | CompressionStepPointers | AT | 1-n | RET
(0028,0068) | Repeat Interval | RepeatInterval | US | 1 | RET
(0028,0069) | Bits Grouped | BitsGrouped | US | 1 | RET
(0028,0070) | Perimeter Table | PerimeterTable | US | 1-n | RET
(0028,0071) | Perimeter Value | PerimeterValue | US or SS | 1 | RET
(0028,0080) | Predictor Rows | PredictorRows | US | 1 | RET
(0028,0081) | Predictor Columns | PredictorColumns | US | 1 | RET
(0028,0082) | Predictor Constants | PredictorConstants | US | 1-n | RET
(0028,0090) | Blocked Pixels | BlockedPixels | CS | 1 | RET
(0028,0091) | Block Rows | BlockRows | US | 1 | RET
(0028,0092) | Block Columns | BlockColumns | US | 1 | RET
(0028,0093) | Row Overlap | RowOverlap | US | 1 | RET
(0028,0094) | Column Overlap | ColumnOverlap | US | 1 | RET
(0028,0100) | Bits Allocated | BitsAllocated | US | 1
(0028,0101) | Bits Stored | BitsStored | US | 1
(0028,0102) | High Bit | HighBit | US | 1
(0028,0103) | Pixel Representation | PixelRepresentation | US | 1
(0028,0104) | Smallest Valid Pixel Value | SmallestValidPixelValue | US or SS | 1 | RET
(0028,0105) | Largest Valid Pixel Value | LargestValidPixelValue | US or SS | 1 | RET
(0028,0106) | Smallest Image Pixel Value | SmallestImagePixelValue | US or SS | 1
(0028,0107) | Largest Image Pixel Value | LargestImagePixelValue | US or SS | 1
(0028,0108) | Smallest Pixel Value in Series | SmallestPixelValueInSeries | US or SS | 1
(0028,0109) | Largest Pixel Value in Series | LargestPixelValueInSeries | US or SS | 1
(0028,0110) | Smallest Image Pixel Value in Plane | SmallestImagePixelValueInPlane | US or SS | 1 | RET
(0028,0111) | Largest Image Pixel Value in Plane | LargestImagePixelValueInPlane | US or SS | 1 | RET
(0028,0120) | Pixel Padding Value | PixelPaddingValue | US or SS | 1
(0028,0121) | Pixel Padding Range Limit | PixelPaddingRangeLimit | US or SS | 1
(0028,0200) | Image Location | ImageLocation | US | 1 | RET
(0028,0300) | Quality Control Image | QualityControlImage | CS | 1
(0028,0301) | Burned In Annotation | BurnedInAnnotation | CS | 1
(0028,0400) | Transform Label | TransformLabel | LO | 1 | RET
(0028,0401) | Transform Version Number | TransformVersionNumber | LO | 1 | RET
(0028,0402) | Number of Transform Steps | NumberOfTransformSteps | US | 1 | RET
(0028,0403) | Sequence of Compressed Data | SequenceOfCompressedData | LO | 1-n | RET
(0028,0404) | Details of Coefficients | DetailsOfCoefficients | AT | 1-n | RET
(0028,04x0) | Rows For Nth Order Coefficients | RowsForNthOrderCoefficients | US | 1 | RET
(0028,04x1) | Columns For Nth Order Coefficients | ColumnsForNthOrderCoefficients | US | 1 | RET
(0028,04x2) | Coefficient Coding | CoefficientCoding | LO | 1-n | RET
(0028,04x3) | Coefficient Coding Pointers | CoefficientCodingPointers | AT | 1-n | RET
(0028,0700) | DCT Label | DCTLabel | LO | 1 | RET
(0028,0701) | Data Block Description | DataBlockDescription | CS | 1-n | RET
(0028,0702) | Data Block | DataBlock | AT | 1-n | RET
(0028,0710) | Normalization Factor Format | NormalizationFactorFormat | US | 1 | RET
(0028,0720) | Zonal Map Number Format | ZonalMapNumberFormat | US | 1 | RET
(0028,0721) | Zonal Map Location | ZonalMapLocation | AT | 1-n | RET
(0028,0722) | Zonal Map Format | ZonalMapFormat | US | 1 | RET
(0028,0730) | Adaptive Map Format | AdaptiveMapFormat | US | 1 | RET
(0028,0740) | Code Number Format | CodeNumberFormat | US | 1 | RET
(0028,08x0) | Code Label | CodeLabel | CS | 1-n | RET
(0028,08x2) | Number of Tables | NumberOfTables | US | 1 | RET
(0028,08x3) | Code Table Location | CodeTableLocation | AT | 1-n | RET
(0028,08x4) | Bits For Code Word | BitsForCodeWord | US | 1 | RET
(0028,08x8) | Image Data Location | ImageDataLocation | AT | 1-n | RET
(0028,0A02) | Pixel Spacing Calibration Type | PixelSpacingCalibrationType | CS | 1
(0028,0A04) | Pixel Spacing Calibration Description | PixelSpacingCalibrationDescription | LO | 1
(0028,1040) | Pixel Intensity Relationship | PixelIntensityRelationship | CS | 1
(0028,1041) | Pixel Intensity Relationship Sign | PixelIntensityRelationshipSign | SS | 1
(0028,1050) | Window Center | WindowCenter | DS | 1-n
(0028,1051) | Window Width | WindowWidth | DS | 1-n
(0028,1052) | Rescale Intercept | RescaleIntercept | DS | 1
(0028,1053) | Rescale Slope | RescaleSlope | DS | 1
(0028,1054) | Rescale Type | RescaleType | LO | 1
(0028,1055) | Window Center & Width Explanation | WindowCenterWidthExplanation | LO | 1-n
(0028,1056) | VOI LUT Function | VOILUTFunction | CS | 1
(0028,1080) | Gray Scale | GrayScale | CS | 1 | RET
(0028,1090) | Recommended Viewing Mode | RecommendedViewingMode | CS | 1
(0028,1100) | Gray Lookup Table Descriptor | GrayLookupTableDescriptor | US or SS | 3 | RET
(0028,1101) | Red Palette Color Lookup Table Descriptor | RedPaletteColorLookupTableDescriptor | US or SS | 3
(0028,1102) | Green Palette Color Lookup Table Descriptor | GreenPaletteColorLookupTableDescriptor | US or SS | 3
(0028,1103) | Blue Palette Color Lookup Table Descriptor | BluePaletteColorLookupTableDescriptor | US or SS | 3
(0028,1104) | Alpha Palette Color Lookup Table Descriptor | AlphaPaletteColorLookupTableDescriptor | US | 3
(0028,1111) | Large Red Palette Color Lookup Table Descriptor | LargeRedPaletteColorLookupTableDescriptor | US or SS | 4 | RET
(0028,1112) | Large Green Palette Color Lookup Table Descriptor | LargeGreenPaletteColorLookupTableDescriptor | US or SS | 4 | RET
(0028,1113) | Large Blue Palette Color Lookup Table Descriptor | LargeBluePaletteColorLookupTableDescriptor | US or SS | 4 | RET
(0028,1199) | Palette Color Lookup Table UID | PaletteColorLookupTableUID | UI | 1
(0028,1200) | Gray Lookup Table Data | GrayLookupTableData | US or SS or OW | 1-n | RET
(0028,1201) | Red Palette Color Lookup Table Data | RedPaletteColorLookupTableData | OW | 1
(0028,1202) | Green Palette Color Lookup Table Data | GreenPaletteColorLookupTableData | OW | 1
(0028,1203) | Blue Palette Color Lookup Table Data | BluePaletteColorLookupTableData | OW | 1
(0028,1204) | Alpha Palette Color Lookup Table Data | AlphaPaletteColorLookupTableData | OW | 1
(0028,1211) | Large Red Palette Color Lookup Table Data | LargeRedPaletteColorLookupTableData | OW | 1 | RET
(0028,1212) | Large Green Palette Color Lookup Table Data | LargeGreenPaletteColorLookupTableData | OW | 1 | RET
(0028,1213) | Large Blue Palette Color Lookup Table Data | LargeBluePaletteColorLookupTableData | OW | 1 | RET
(0028,1214) | Large Palette Color Lookup Table UID | LargePaletteColorLookupTableUID | UI | 1 | RET
(0028,1221) | Segmented Red Palette Color Lookup Table Data | SegmentedRedPaletteColorLookupTableData | OW | 1
(0028,1222) | Segmented Green Palette Color Lookup Table Data | SegmentedGreenPaletteColorLookupTableData | OW | 1
(0028,1223) | Segmented Blue Palette Color Lookup Table Data | SegmentedBluePaletteColorLookupTableData | OW | 1
(0028,1300) | Breast Implant Present | BreastImplantPresent | CS | 1
(0028,1350) | Partial View | PartialView | CS | 1
(0028,1351) | Partial View Description | PartialViewDescription | ST | 1
(0028,1352) | Partial View Code Sequence | PartialViewCodeSequence | SQ | 1
(0028,135A) | Spatial Locations Preserved | SpatialLocationsPreserved | CS | 1
(0028,1401) | Data Frame Assignment Sequence | DataFrameAssignmentSequence | SQ | 1
(0028,1402) | Data Path Assignment | DataPathAssignment | CS | 1
(0028,1403) | Bits Mapped to Color Lookup Table | BitsMappedToColorLookupTable | US | 1
(0028,1404) | Blending LUT 1 Sequence | BlendingLUT1Sequence | SQ | 1
(0028,1405) | Blending LUT 1 Transfer Function | BlendingLUT1TransferFunction | CS | 1
(0028,1406) | Blending Weight Constant | BlendingWeightConstant | FD | 1
(0028,1407) | Blending Lookup Table Descriptor | BlendingLookupTableDescriptor | US | 3
(0028,1408) | Blending Lookup Table Data | BlendingLookupTableData | OW | 1
(0028,140B) | Enhanced Palette Color Lookup Table Sequence | EnhancedPaletteColorLookupTableSequence | SQ | 1
(0028,140C) | Blending LUT 2 Sequence | BlendingLUT2Sequence | SQ | 1
(0028,140D) | Blending LUT 2 Transfer Function | BlendingLUT2TransferFunction | CS | 1
(0028,140E) | Data Path ID | DataPathID | CS | 1
(0028,140F) | RGB LUT Transfer Function | RGBLUTTransferFunction | CS | 1
(0028,1410) | Alpha LUT Transfer Function | AlphaLUTTransferFunction | CS | 1
(0028,2000) | ICC Profile | ICCProfile | OB | 1
(0028,2110) | Lossy Image Compression | LossyImageCompression | CS | 1
(0028,2112) | Lossy Image Compression Ratio | LossyImageCompressionRatio | DS | 1-n
(0028,2114) | Lossy Image Compression Method | LossyImageCompressionMethod | CS | 1-n
(0028,3000) | Modality LUT Sequence | ModalityLUTSequence | SQ | 1
(0028,3002) | LUT Descriptor | LUTDescriptor | US or SS | 3
(0028,3003) | LUT Explanation | LUTExplanation | LO | 1
(0028,3004) | Modality LUT Type | ModalityLUTType | LO | 1
(0028,3006) | LUT Data | LUTData | US or OW | 1-n
(0028,3010) | VOI LUT Sequence | VOILUTSequence | SQ | 1
(0028,3110) | Softcopy VOI LUT Sequence | SoftcopyVOILUTSequence | SQ | 1
(0028,4000) | Image Presentation Comments | ImagePresentationComments | LT | 1 | RET
(0028,5000) | Bi-Plane Acquisition Sequence | BiPlaneAcquisitionSequence | SQ | 1 | RET
(0028,6010) | Representative Frame Number | RepresentativeFrameNumber | US | 1
(0028,6020) | Frame Numbers of Interest (FOI) | FrameNumbersOfInterest | US | 1-n
(0028,6022) | Frame of Interest Description | FrameOfInterestDescription | LO | 1-n
(0028,6023) | Frame of Interest Type | FrameOfInterestType | CS | 1-n
(0028,6030) | Mask Pointer(s) | MaskPointers | US | 1-n | RET
(0028,6040) | R Wave Pointer | RWavePointer | US | 1-n
(0028,6100) | Mask Subtraction Sequence | MaskSubtractionSequence | SQ | 1
(0028,6101) | Mask Operation | MaskOperation | CS | 1
(0028,6102) | Applicable Frame Range | ApplicableFrameRange | US | 2-2n
(0028,6110) | Mask Frame Numbers | MaskFrameNumbers | US | 1-n
(0028,6112) | Contrast Frame Averaging | ContrastFrameAveraging | US | 1
(0028,6114) | Mask Sub-pixel Shift | MaskSubPixelShift | FL | 2
(0028,6120) | TID Offset | TIDOffset | SS | 1
(0028,6190) | Mask Operation Explanation | MaskOperationExplanation | ST | 1
(0028,7FE0) | Pixel Data Provider URL | PixelDataProviderURL | UT | 1
(0028,9001) | Data Point Rows | DataPointRows | UL | 1
(0028,9002) | Data Point Columns | DataPointColumns | UL | 1
(0028,9003) | Signal Domain Columns | SignalDomainColumns | CS | 1
(0028,9099) | Largest Monochrome Pixel Value | LargestMonochromePixelValue | US | 1 | RET
(0028,9108) | Data Representation | DataRepresentation | CS | 1
(0028,9110) | Pixel Measures Sequence | PixelMeasuresSequence | SQ | 1
(0028,9132) | Frame VOI LUT Sequence | FrameVOILUTSequence | SQ | 1
(0028,9145) | Pixel Value Transformation Sequence | PixelValueTransformationSequence | SQ | 1
(0028,9235) | Signal Domain Rows | SignalDomainRows | CS | 1
(0028,9411) | Display Filter Percentage | DisplayFilterPercentage | FL | 1
(0028,9415) | Frame Pixel Shift Sequence | FramePixelShiftSequence | SQ | 1
(0028,9416) | Subtraction Item ID | SubtractionItemID | US | 1
(0028,9422) | Pixel Intensity Relationship LUT Sequence | PixelIntensityRelationshipLUTSequence | SQ | 1
(0028,9443) | Frame Pixel Data Properties Sequence | FramePixelDataPropertiesSequence | SQ | 1
(0028,9444) | Geometrical Properties | GeometricalProperties | CS | 1
(0028,9445) | Geometric Maximum Distortion | GeometricMaximumDistortion | FL | 1
(0028,9446) | Image Processing Applied | ImageProcessingApplied | CS | 1-n
(0028,9454) | Mask Selection Mode | MaskSelectionMode | CS | 1
(0028,9474) | LUT Function | LUTFunction | CS | 1
(0028,9478) | Mask Visibility Percentage | MaskVisibilityPercentage | FL | 1
(0028,9501) | Pixel Shift Sequence | PixelShiftSequence | SQ | 1
(0028,9502) | Region Pixel Shift Sequence | RegionPixelShiftSequence | SQ | 1
(0028,9503) | Vertices of the Region | VerticesOfTheRegion | SS | 2-2n
(0028,9505) | Multi-frame Presentation Sequence | MultiFramePresentationSequence | SQ | 1
(0028,9506) | Pixel Shift Frame Range | PixelShiftFrameRange | US | 2-2n
(0028,9507) | LUT Frame Range | LUTFrameRange | US | 2-2n
(0028,9520) | Image to Equipment Mapping Matrix | ImageToEquipmentMappingMatrix | DS | 16
(0028,9537) | Equipment Coordinate System Identification | EquipmentCoordinateSystemIdentification | CS | 1
(0032,000A) | Study Status ID | StudyStatusID | CS | 1 | RET
(0032,000C) | Study Priority ID | StudyPriorityID | CS | 1 | RET
(0032,0012) | Study ID Issuer | StudyIDIssuer | LO | 1 | RET
(0032,0032) | Study Verified Date | StudyVerifiedDate | DA | 1 | RET
(0032,0033) | Study Verified Time | StudyVerifiedTime | TM | 1 | RET
(0032,0034) | Study Read Date | StudyReadDate | DA | 1 | RET
(0032,0035) | Study Read Time | StudyReadTime | TM | 1 | RET
(0032,1000) | Scheduled Study Start Date | ScheduledStudyStartDate | DA | 1 | RET
(0032,1001) | Scheduled Study Start Time | ScheduledStudyStartTime | TM | 1 | RET
(0032,1010) | Scheduled Study Stop Date | ScheduledStudyStopDate | DA | 1 | RET
(0032,1011) | Scheduled Study Stop Time | ScheduledStudyStopTime | TM | 1 | RET
(0032,1020) | Scheduled Study Location | ScheduledStudyLocation | LO | 1 | RET
(0032,1021) | Scheduled Study Location AE Title | ScheduledStudyLocationAETitle | AE | 1-n | RET
(0032,1030) | Reason for Study | ReasonForStudy | LO | 1 | RET
(0032,1031) | Requesting Physician Identification Sequence | RequestingPhysicianIdentificationSequence | SQ | 1
(0032,1032) | Requesting Physician | RequestingPhysician | PN | 1
(0032,1033) | Requesting Service | RequestingService | LO | 1
(0032,1034) | Requesting Service Code Sequence | RequestingServiceCodeSequence | SQ | 1
(0032,1040) | Study Arrival Date | StudyArrivalDate | DA | 1 | RET
(0032,1041) | Study Arrival Time | StudyArrivalTime | TM | 1 | RET
(0032,1050) | Study Completion Date | StudyCompletionDate | DA | 1 | RET
(0032,1051) | Study Completion Time | StudyCompletionTime | TM | 1 | RET
(0032,1055) | Study Component Status ID | StudyComponentStatusID | CS | 1 | RET
(0032,1060) | Requested Procedure Description | RequestedProcedureDescription | LO | 1
(0032,1064) | Requested Procedure Code Sequence | RequestedProcedureCodeSequence | SQ | 1
(0032,1070) | Requested Contrast Agent | RequestedContrastAgent | LO | 1
(0032,4000) | Study Comments | StudyComments | LT | 1 | RET
(0038,0004) | Referenced Patient Alias Sequence | ReferencedPatientAliasSequence | SQ | 1
(0038,0008) | Visit Status ID | VisitStatusID | CS | 1
(0038,0010) | Admission ID | AdmissionID | LO | 1
(0038,0011) | Issuer of Admission ID | IssuerOfAdmissionID | LO | 1 | RET
(0038,0014) | Issuer of Admission ID Sequence | IssuerOfAdmissionIDSequence | SQ | 1
(0038,0016) | Route of Admissions | RouteOfAdmissions | LO | 1
(0038,001A) | Scheduled Admission Date | ScheduledAdmissionDate | DA | 1 | RET
(0038,001B) | Scheduled Admission Time | ScheduledAdmissionTime | TM | 1 | RET
(0038,001C) | Scheduled Discharge Date | ScheduledDischargeDate | DA | 1 | RET
(0038,001D) | Scheduled Discharge Time | ScheduledDischargeTime | TM | 1 | RET
(0038,001E) | Scheduled Patient Institution Residence | ScheduledPatientInstitutionResidence | LO | 1 | RET
(0038,0020) | Admitting Date | AdmittingDate | DA | 1
(0038,0021) | Admitting Time | AdmittingTime | TM | 1
(0038,0030) | Discharge Date | DischargeDate | DA | 1 | RET
(0038,0032) | Discharge Time | DischargeTime | TM | 1 | RET
(0038,0040) | Discharge Diagnosis Description | DischargeDiagnosisDescription | LO | 1 | RET
(0038,0044) | Discharge Diagnosis Code Sequence | DischargeDiagnosisCodeSequence | SQ | 1 | RET
(0038,0050) | Special Needs | SpecialNeeds | LO | 1
(0038,0060) | Service Episode ID | ServiceEpisodeID | LO | 1
(0038,0061) | Issuer of Service Episode ID | IssuerOfServiceEpisodeID | LO | 1 | RET
(0038,0062) | Service Episode Description | ServiceEpisodeDescription | LO | 1
(0038,0064) | Issuer of Service Episode ID Sequence | IssuerOfServiceEpisodeIDSequence | SQ | 1
(0038,0100) | Pertinent Documents Sequence | PertinentDocumentsSequence | SQ | 1
(0038,0300) | Current Patient Location | CurrentPatientLocation | LO | 1
(0038,0400) | Patient’s Institution Residence | PatientInstitutionResidence | LO | 1
(0038,0500) | Patient State | PatientState | LO | 1
(0038,0502) | Patient Clinical Trial Participation Sequence | PatientClinicalTrialParticipationSequence | SQ | 1
(0038,4000) | Visit Comments | VisitComments | LT | 1
(003A,0004) | Waveform Originality | WaveformOriginality | CS | 1
(003A,0005) | Number of Waveform Channels | NumberOfWaveformChannels | US | 1
(003A,0010) | Number of Waveform Samples | NumberOfWaveformSamples | UL | 1
(003A,001A) | Sampling Frequency | SamplingFrequency | DS | 1
(003A,0020) | Multiplex Group Label | MultiplexGroupLabel | SH | 1
(003A,0200) | Channel Definition Sequence | ChannelDefinitionSequence | SQ | 1
(003A,0202) | Waveform Channel Number | WaveformChannelNumber | IS | 1
(003A,0203) | Channel Label | ChannelLabel | SH | 1
(003A,0205) | Channel Status | ChannelStatus | CS | 1-n
(003A,0208) | Channel Source Sequence | ChannelSourceSequence | SQ | 1
(003A,0209) | Channel Source Modifiers Sequence | ChannelSourceModifiersSequence | SQ | 1
(003A,020A) | Source Waveform Sequence | SourceWaveformSequence | SQ | 1
(003A,020C) | Channel Derivation Description | ChannelDerivationDescription | LO | 1
(003A,0210) | Channel Sensitivity | ChannelSensitivity | DS | 1
(003A,0211) | Channel Sensitivity Units Sequence | ChannelSensitivityUnitsSequence | SQ | 1
(003A,0212) | Channel Sensitivity Correction Factor | ChannelSensitivityCorrectionFactor | DS | 1
(003A,0213) | Channel Baseline | ChannelBaseline | DS | 1
(003A,0214) | Channel Time Skew | ChannelTimeSkew | DS | 1
(003A,0215) | Channel Sample Skew | ChannelSampleSkew | DS | 1
(003A,0218) | Channel Offset | ChannelOffset | DS | 1
(003A,021A) | Waveform Bits Stored | WaveformBitsStored | US | 1
(003A,0220) | Filter Low Frequency | FilterLowFrequency | DS | 1
(003A,0221) | Filter High Frequency | FilterHighFrequency | DS | 1
(003A,0222) | Notch Filter Frequency | NotchFilterFrequency | DS | 1
(003A,0223) | Notch Filter Bandwidth | NotchFilterBandwidth | DS | 1
(003A,0230) | Waveform Data Display Scale | WaveformDataDisplayScale | FL | 1
(003A,0231) | Waveform Display Background CIELab Value | WaveformDisplayBackgroundCIELabValue | US | 3
(003A,0240) | Waveform Presentation Group Sequence | WaveformPresentationGroupSequence | SQ | 1
(003A,0241) | Presentation Group Number | PresentationGroupNumber | US | 1
(003A,0242) | Channel Display Sequence | ChannelDisplaySequence | SQ | 1
(003A,0244) | Channel Recommended Display CIELab Value | ChannelRecommendedDisplayCIELabValue | US | 3
(003A,0245) | Channel Position | ChannelPosition | FL | 1
(003A,0246) | Display Shading Flag | DisplayShadingFlag | CS | 1
(003A,0247) | Fractional Channel Display Scale | FractionalChannelDisplayScale | FL | 1
(003A,0248) | Absolute Channel Display Scale | AbsoluteChannelDisplayScale | FL | 1
(003A,0300) | Multiplexed Audio Channels Description Code Sequence | MultiplexedAudioChannelsDescriptionCodeSequence | SQ | 1
(003A,0301) | Channel Identification Code | ChannelIdentificationCode | IS | 1
(003A,0302) | Channel Mode | ChannelMode | CS | 1
(0040,0001) | Scheduled Station AE Title | ScheduledStationAETitle | AE | 1-n
(0040,0002) | Scheduled Procedure Step Start Date | ScheduledProcedureStepStartDate | DA | 1
(0040,0003) | Scheduled Procedure Step Start Time | ScheduledProcedureStepStartTime | TM | 1
(0040,0004) | Scheduled Procedure Step End Date | ScheduledProcedureStepEndDate | DA | 1
(0040,0005) | Scheduled Procedure Step End Time | ScheduledProcedureStepEndTime | TM | 1
(0040,0006) | Scheduled Performing Physician’s Name | ScheduledPerformingPhysicianName | PN | 1
(0040,0007) | Scheduled Procedure Step Description | ScheduledProcedureStepDescription | LO | 1
(0040,0008) | Scheduled Protocol Code Sequence | ScheduledProtocolCodeSequence | SQ | 1
(0040,0009) | Scheduled Procedure Step ID | ScheduledProcedureStepID | SH | 1
(0040,000A) | Stage Code Sequence | StageCodeSequence | SQ | 1
(0040,000B) | Scheduled Performing Physician Identification Sequence | ScheduledPerformingPhysicianIdentificationSequence | SQ | 1
(0040,0010) | Scheduled Station Name | ScheduledStationName | SH | 1-n
(0040,0011) | Scheduled Procedure Step Location | ScheduledProcedureStepLocation | SH | 1
(0040,0012) | Pre-Medication | PreMedication | LO | 1
(0040,0020) | Scheduled Procedure Step Status | ScheduledProcedureStepStatus | CS | 1
(0040,0026) | Order Placer Identifier Sequence | OrderPlacerIdentifierSequence | SQ | 1
(0040,0027) | Order Filler Identifier Sequence | OrderFillerIdentifierSequence | SQ | 1
(0040,0031) | Local Namespace Entity ID | LocalNamespaceEntityID | UT | 1
(0040,0032) | Universal Entity ID | UniversalEntityID | UT | 1
(0040,0033) | Universal Entity ID Type | UniversalEntityIDType | CS | 1
(0040,0035) | Identifier Type Code | IdentifierTypeCode | CS | 1
(0040,0036) | Assigning Facility Sequence | AssigningFacilitySequence | SQ | 1
(0040,0039) | Assigning Jurisdiction Code Sequence | AssigningJurisdictionCodeSequence | SQ | 1
(0040,003A) | Assigning Agency or Department Code Sequence | AssigningAgencyOrDepartmentCodeSequence | SQ | 1
(0040,0100) | Scheduled Procedure Step Sequence | ScheduledProcedureStepSequence | SQ | 1
(0040,0220) | Referenced Non-Image Composite SOP Instance Sequence | ReferencedNonImageCompositeSOPInstanceSequence | SQ | 1
(0040,0241) | Performed Station AE Title | PerformedStationAETitle | AE | 1
(0040,0242) | Performed Station Name | PerformedStationName | SH | 1
(0040,0243) | Performed Location | PerformedLocation | SH | 1
(0040,0244) | Performed Procedure Step Start Date | PerformedProcedureStepStartDate | DA | 1
(0040,0245) | Performed Procedure Step Start Time | PerformedProcedureStepStartTime | TM | 1
(0040,0250) | Performed Procedure Step End Date | PerformedProcedureStepEndDate | DA | 1
(0040,0251) | Performed Procedure Step End Time | PerformedProcedureStepEndTime | TM | 1
(0040,0252) | Performed Procedure Step Status | PerformedProcedureStepStatus | CS | 1
(0040,0253) | Performed Procedure Step ID | PerformedProcedureStepID | SH | 1
(0040,0254) | Performed Procedure Step Description | PerformedProcedureStepDescription | LO | 1
(0040,0255) | Performed Procedure Type Description | PerformedProcedureTypeDescription | LO | 1
(0040,0260) | Performed Protocol Code Sequence | PerformedProtocolCodeSequence | SQ | 1
(0040,0261) | Performed Protocol Type | PerformedProtocolType | CS | 1
(0040,0270) | Scheduled Step Attributes Sequence | ScheduledStepAttributesSequence | SQ | 1
(0040,0275) | Request Attributes Sequence | RequestAttributesSequence | SQ | 1
(0040,0280) | Comments on the Performed Procedure Step | CommentsOnThePerformedProcedureStep | ST | 1
(0040,0281) | Performed Procedure Step Discontinuation Reason Code Sequence | PerformedProcedureStepDiscontinuationReasonCodeSequence | SQ | 1
(0040,0293) | Quantity Sequence | QuantitySequence | SQ | 1
(0040,0294) | Quantity | Quantity | DS | 1
(0040,0295) | Measuring Units Sequence | MeasuringUnitsSequence | SQ | 1
(0040,0296) | Billing Item Sequence | BillingItemSequence | SQ | 1
(0040,0300) | Total Time of Fluoroscopy | TotalTimeOfFluoroscopy | US | 1
(0040,0301) | Total Number of Exposures | TotalNumberOfExposures | US | 1
(0040,0302) | Entrance Dose | EntranceDose | US | 1
(0040,0303) | Exposed Area | ExposedArea | US | 1-2
(0040,0306) | Distance Source to Entrance | DistanceSourceToEntrance | DS | 1
(0040,0307) | Distance Source to Support | DistanceSourceToSupport | DS | 1 | RET
(0040,030E) | Exposure Dose Sequence | ExposureDoseSequence | SQ | 1
(0040,0310) | Comments on Radiation Dose | CommentsOnRadiationDose | ST | 1
(0040,0312) | X-Ray Output | XRayOutput | DS | 1
(0040,0314) | Half Value Layer | HalfValueLayer | DS | 1
(0040,0316) | Organ Dose | OrganDose | DS | 1
(0040,0318) | Organ Exposed | OrganExposed | CS | 1
(0040,0320) | Billing Procedure Step Sequence | BillingProcedureStepSequence | SQ | 1
(0040,0321) | Film Consumption Sequence | FilmConsumptionSequence | SQ | 1
(0040,0324) | Billing Supplies and Devices Sequence | BillingSuppliesAndDevicesSequence | SQ | 1
(0040,0330) | Referenced Procedure Step Sequence | ReferencedProcedureStepSequence | SQ | 1 | RET
(0040,0340) | Performed Series Sequence | PerformedSeriesSequence | SQ | 1
(0040,0400) | Comments on the Scheduled Procedure Step | CommentsOnTheScheduledProcedureStep | LT | 1
(0040,0440) | Protocol Context Sequence | ProtocolContextSequence | SQ | 1
(0040,0441) | Content Item Modifier Sequence | ContentItemModifierSequence | SQ | 1
(0040,0500) | Scheduled Specimen Sequence | ScheduledSpecimenSequence | SQ | 1
(0040,050A) | Specimen Accession Number | SpecimenAccessionNumber | LO | 1 | RET
(0040,0512) | Container Identifier | ContainerIdentifier | LO | 1
(0040,0513) | Issuer of the Container Identifier Sequence | IssuerOfTheContainerIdentifierSequence | SQ | 1
(0040,0515) | Alternate Container Identifier Sequence | AlternateContainerIdentifierSequence | SQ | 1
(0040,0518) | Container Type Code Sequence | ContainerTypeCodeSequence | SQ | 1
(0040,051A) | Container Description | ContainerDescription | LO | 1
(0040,0520) | Container Component Sequence | ContainerComponentSequence | SQ | 1
(0040,0550) | Specimen Sequence | SpecimenSequence | SQ | 1 | RET
(0040,0551) | Specimen Identifier | SpecimenIdentifier | LO | 1
(0040,0552) | Specimen Description Sequence - Trial | SpecimenDescriptionSequenceTrial | SQ | 1 | RET
(0040,0553) | Specimen Description - Trial | SpecimenDescriptionTrial | ST | 1 | RET
(0040,0554) | Specimen UID | SpecimenUID | UI | 1
(0040,0555) | Acquisition Context Sequence | AcquisitionContextSequence | SQ | 1
(0040,0556) | Acquisition Context Description | AcquisitionContextDescription | ST | 1
(0040,0560) | Specimen Description Sequence | SpecimenDescriptionSequence | SQ | 1
(0040,0562) | Issuer of the Specimen Identifier Sequence | IssuerOfTheSpecimenIdentifierSequence | SQ | 1
(0040,059A) | Specimen Type Code Sequence | SpecimenTypeCodeSequence | SQ | 1
(0040,0600) | Specimen Short Description | SpecimenShortDescription | LO | 1
(0040,0602) | Specimen Detailed Description | SpecimenDetailedDescription | UT | 1
(0040,0610) | Specimen Preparation Sequence | SpecimenPreparationSequence | SQ | 1
(0040,0612) | Specimen Preparation Step Content Item Sequence | SpecimenPreparationStepContentItemSequence | SQ | 1
(0040,0620) | Specimen Localization Content Item Sequence | SpecimenLocalizationContentItemSequence | SQ | 1
(0040,06FA) | Slide Identifier | SlideIdentifier | LO | 1 | RET
(0040,071A) | Image Center Point Coordinates Sequence | ImageCenterPointCoordinatesSequence | SQ | 1
(0040,072A) | X offset in Slide Coordinate System | XOffsetInSlideCoordinateSystem | DS | 1
(0040,073A) | Y offset in Slide Coordinate System | YOffsetInSlideCoordinateSystem | DS | 1
(0040,074A) | Z offset in Slide Coordinate System | ZOffsetInSlideCoordinateSystem | DS | 1
(0040,08D8) | Pixel Spacing Sequence | PixelSpacingSequence | SQ | 1
(0040,08DA) | Coordinate System Axis Code Sequence | CoordinateSystemAxisCodeSequence | SQ | 1
(0040,08EA) | Measurement Units Code Sequence | MeasurementUnitsCodeSequence | SQ | 1
(0040,09F8) | Vital Stain Code Sequence - Trial | VitalStainCodeSequenceTrial | SQ | 1 | RET
(0040,1001) | Requested Procedure ID | RequestedProcedureID | SH | 1
(0040,1002) | Reason for the Requested Procedure | ReasonForTheRequestedProcedure | LO | 1
(0040,1003) | Requested Procedure Priority | RequestedProcedurePriority | SH | 1
(0040,1004) | Patient Transport Arrangements | PatientTransportArrangements | LO | 1
(0040,1005) | Requested Procedure Location | RequestedProcedureLocation | LO | 1
(0040,1006) | Placer Order Number / Procedure | PlacerOrderNumberProcedure | SH | 1 | RET
(0040,1007) | Filler Order Number / Procedure | FillerOrderNumberProcedure | SH | 1 | RET
(0040,1008) | Confidentiality Code | ConfidentialityCode | LO | 1
(0040,1009) | Reporting Priority | ReportingPriority | SH | 1
(0040,100A) | Reason for Requested Procedure Code Sequence | ReasonForRequestedProcedureCodeSequence | SQ | 1
(0040,1010) | Names of Intended Recipients of Results | NamesOfIntendedRecipientsOfResults | PN | 1-n
(0040,1011) | Intended Recipients of Results Identification Sequence | IntendedRecipientsOfResultsIdentificationSequence | SQ | 1
(0040,1012) | Reason For Performed Procedure Code Sequence | ReasonForPerformedProcedureCodeSequence | SQ | 1
(0040,1101) | Person Identification Code Sequence | PersonIdentificationCodeSequence | SQ | 1
(0040,1102) | Person’s Address | PersonAddress | ST | 1
(0040,1103) | Person’s Telephone Numbers | PersonTelephoneNumbers | LO | 1-n
(0040,1400) | Requested Procedure Comments | RequestedProcedureComments | LT | 1
(0040,2001) | Reason for the Imaging Service Request | ReasonForTheImagingServiceRequest | LO | 1 | RET
(0040,2004) | Issue Date of Imaging Service Request | IssueDateOfImagingServiceRequest | DA | 1
(0040,2005) | Issue Time of Imaging Service Request | IssueTimeOfImagingServiceRequest | TM | 1
(0040,2006) | Placer Order Number / Imaging Service Request (Retired) | PlacerOrderNumberImagingServiceRequestRetired | SH | 1 | RET
(0040,2007) | Filler Order Number / Imaging Service Request (Retired) | FillerOrderNumberImagingServiceRequestRetired | SH | 1 | RET
(0040,2008) | Order Entered By | OrderEnteredBy | PN | 1
(0040,2009) | Order Enterer’s Location | OrderEntererLocation | SH | 1
(0040,2010) | Order Callback Phone Number | OrderCallbackPhoneNumber | SH | 1
(0040,2016) | Placer Order Number / Imaging Service Request | PlacerOrderNumberImagingServiceRequest | LO | 1
(0040,2017) | Filler Order Number / Imaging Service Request | FillerOrderNumberImagingServiceRequest | LO | 1
(0040,2400) | Imaging Service Request Comments | ImagingServiceRequestComments | LT | 1
(0040,3001) | Confidentiality Constraint on Patient Data Description | ConfidentialityConstraintOnPatientDataDescription | LO | 1
(0040,4001) | General Purpose Scheduled Procedure Step Status | GeneralPurposeScheduledProcedureStepStatus | CS | 1
(0040,4002) | General Purpose Performed Procedure Step Status | GeneralPurposePerformedProcedureStepStatus | CS | 1
(0040,4003) | General Purpose Scheduled Procedure Step Priority | GeneralPurposeScheduledProcedureStepPriority | CS | 1
(0040,4004) | Scheduled Processing Applications Code Sequence | ScheduledProcessingApplicationsCodeSequence | SQ | 1
(0040,4005) | Scheduled Procedure Step Start DateTime | ScheduledProcedureStepStartDateTime | DT | 1
(0040,4006) | Multiple Copies Flag | MultipleCopiesFlag | CS | 1
(0040,4007) | Performed Processing Applications Code Sequence | PerformedProcessingApplicationsCodeSequence | SQ | 1
(0040,4009) | Human Performer Code Sequence | HumanPerformerCodeSequence | SQ | 1
(0040,4010) | Scheduled Procedure Step Modification Date Time | ScheduledProcedureStepModificationDateTime | DT | 1
(0040,4011) | Expected Completion Date Time | ExpectedCompletionDateTime | DT | 1
(0040,4015) | Resulting General Purpose Performed Procedure Steps Sequence | ResultingGeneralPurposePerformedProcedureStepsSequence | SQ | 1
(0040,4016) | Referenced General Purpose Scheduled Procedure Step Sequence | ReferencedGeneralPurposeScheduledProcedureStepSequence | SQ | 1
(0040,4018) | Scheduled Workitem Code Sequence | ScheduledWorkitemCodeSequence | SQ | 1
(0040,4019) | Performed Workitem Code Sequence | PerformedWorkitemCodeSequence | SQ | 1
(0040,4020) | Input Availability Flag | InputAvailabilityFlag | CS | 1
(0040,4021) | Input Information Sequence | InputInformationSequence | SQ | 1
(0040,4022) | Relevant Information Sequence | RelevantInformationSequence | SQ | 1
(0040,4023) | Referenced General Purpose Scheduled Procedure Step Transaction UID | ReferencedGeneralPurposeScheduledProcedureStepTransactionUID | UI | 1
(0040,4025) | Scheduled Station Name Code Sequence | ScheduledStationNameCodeSequence | SQ | 1
(0040,4026) | Scheduled Station Class Code Sequence | ScheduledStationClassCodeSequence | SQ | 1
(0040,4027) | Scheduled Station Geographic Location Code Sequence | ScheduledStationGeographicLocationCodeSequence | SQ | 1
(0040,4028) | Performed Station Name Code Sequence | PerformedStationNameCodeSequence | SQ | 1
(0040,4029) | Performed Station Class Code Sequence | PerformedStationClassCodeSequence | SQ | 1
(0040,4030) | Performed Station Geographic Location Code Sequence | PerformedStationGeographicLocationCodeSequence | SQ | 1
(0040,4031) | Requested Subsequent Workitem Code Sequence | RequestedSubsequentWorkitemCodeSequence | SQ | 1
(0040,4032) | Non-DICOM Output Code Sequence | NonDICOMOutputCodeSequence | SQ | 1
(0040,4033) | Output Information Sequence | OutputInformationSequence | SQ | 1
(0040,4034) | Scheduled Human Performers Sequence | ScheduledHumanPerformersSequence | SQ | 1
(0040,4035) | Actual Human Performers Sequence | ActualHumanPerformersSequence | SQ | 1
(0040,4036) | Human Performer’s Organization | HumanPerformerOrganization | LO | 1
(0040,4037) | Human Performer’s Name | HumanPerformerName | PN | 1
(0040,4040) | Raw Data Handling | RawDataHandling | CS | 1
(0040,8302) | Entrance Dose in mGy | EntranceDoseInmGy | DS | 1
(0040,9094) | Referenced Image Real World Value Mapping Sequence | ReferencedImageRealWorldValueMappingSequence | SQ | 1
(0040,9096) | Real World Value Mapping Sequence | RealWorldValueMappingSequence | SQ | 1
(0040,9098) | Pixel Value Mapping Code Sequence | PixelValueMappingCodeSequence | SQ | 1
(0040,9210) | LUT Label | LUTLabel | SH | 1
(0040,9211) | Real World Value Last Value Mapped | RealWorldValueLastValueMapped | US or SS | 1
(0040,9212) | Real World Value LUT Data | RealWorldValueLUTData | FD | 1-n
(0040,9216) | Real World Value First Value Mapped | RealWorldValueFirstValueMapped | US or SS | 1
(0040,9224) | Real World Value Intercept | RealWorldValueIntercept | FD | 1
(0040,9225) | Real World Value Slope | RealWorldValueSlope | FD | 1
(0040,A010) | Relationship Type | RelationshipType | CS | 1
(0040,A027) | Verifying Organization | VerifyingOrganization | LO | 1
(0040,A030) | Verification Date Time | VerificationDateTime | DT | 1
(0040,A032) | Observation Date Time | ObservationDateTime | DT | 1
(0040,A040) | Value Type | ValueType | CS | 1
(0040,A043) | Concept Name Code Sequence | ConceptNameCodeSequence | SQ | 1
(0040,A050) | Continuity Of Content | ContinuityOfContent | CS | 1
(0040,A073) | Verifying Observer Sequence | VerifyingObserverSequence | SQ | 1
(0040,A075) | Verifying Observer Name | VerifyingObserverName | PN | 1
(0040,A078) | Author Observer Sequence | AuthorObserverSequence | SQ | 1
(0040,A07A) | Participant Sequence | ParticipantSequence | SQ | 1
(0040,A07C) | Custodial Organization Sequence | CustodialOrganizationSequence | SQ | 1
(0040,A080) | Participation Type | ParticipationType | CS | 1
(0040,A082) | Participation DateTime | ParticipationDateTime | DT | 1
(0040,A084) | Observer Type | ObserverType | CS | 1
(0040,A088) | Verifying Observer Identification Code Sequence | VerifyingObserverIdentificationCodeSequence | SQ | 1
(0040,A090) | Equivalent CDA Document Sequence | EquivalentCDADocumentSequence | SQ | 1 | RET
(0040,A0B0) | Referenced Waveform Channels | ReferencedWaveformChannels | US | 2-2n
(0040,A120) | DateTime | DateTime | DT | 1
(0040,A121) | Date | Date | DA | 1
(0040,A122) | Time | Time | TM | 1
(0040,A123) | Person Name | PersonName | PN | 1
(0040,A124) | UID | UID | UI | 1
(0040,A130) | Temporal Range Type | TemporalRangeType | CS | 1
(0040,A132) | Referenced Sample Positions | ReferencedSamplePositions | UL | 1-n
(0040,A136) | Referenced Frame Numbers | ReferencedFrameNumbers | US | 1-n
(0040,A138) | Referenced Time Offsets | ReferencedTimeOffsets | DS | 1-n
(0040,A13A) | Referenced DateTime | ReferencedDateTime | DT | 1-n
(0040,A160) | Text Value | TextValue | UT | 1
(0040,A168) | Concept Code Sequence | ConceptCodeSequence | SQ | 1
(0040,A170) | Purpose of Reference Code Sequence | PurposeOfReferenceCodeSequence | SQ | 1
(0040,A180) | Annotation Group Number | AnnotationGroupNumber | US | 1
(0040,A195) | Modifier Code Sequence | ModifierCodeSequence | SQ | 1
(0040,A300) | Measured Value Sequence | MeasuredValueSequence | SQ | 1
(0040,A301) | Numeric Value Qualifier Code Sequence | NumericValueQualifierCodeSequence | SQ | 1
(0040,A30A) | Numeric Value | NumericValue | DS | 1-n
(0040,A353) | Address - Trial | AddressTrial | ST | 1 | RET
(0040,A354) | Telephone Number - Trial | TelephoneNumberTrial | LO | 1 | RET
(0040,A360) | Predecessor Documents Sequence | PredecessorDocumentsSequence | SQ | 1
(0040,A370) | Referenced Request Sequence | ReferencedRequestSequence | SQ | 1
(0040,A372) | Performed Procedure Code Sequence | PerformedProcedureCodeSequence | SQ | 1
(0040,A375) | Current Requested Procedure Evidence Sequence | CurrentRequestedProcedureEvidenceSequence | SQ | 1
(0040,A385) | Pertinent Other Evidence Sequence | PertinentOtherEvidenceSequence | SQ | 1
(0040,A390) | HL7 Structured Document Reference Sequence | HL7StructuredDocumentReferenceSequence | SQ | 1
(0040,A491) | Completion Flag | CompletionFlag | CS | 1
(0040,A492) | Completion Flag Description | CompletionFlagDescription | LO | 1
(0040,A493) | Verification Flag | VerificationFlag | CS | 1
(0040,A494) | Archive Requested | ArchiveRequested | CS | 1
(0040,A496) | Preliminary Flag | PreliminaryFlag | CS | 1
(0040,A504) | Content Template Sequence | ContentTemplateSequence | SQ | 1
(0040,A525) | Identical Documents Sequence | IdenticalDocumentsSequence | SQ | 1
(0040,A730) | Content Sequence | ContentSequence | SQ | 1
(0040,B020) | Waveform Annotation Sequence | WaveformAnnotationSequence | SQ | 1
(0040,DB00) | Template Identifier | TemplateIdentifier | CS | 1
(0040,DB06) | Template Version | TemplateVersion | DT | 1 | RET
(0040,DB07) | Template Local Version | TemplateLocalVersion | DT | 1 | RET
(0040,DB0B) | Template Extension Flag | TemplateExtensionFlag | CS | 1 | RET
(0040,DB0C) | Template Extension Organization UID | TemplateExtensionOrganizationUID | UI | 1 | RET
(0040,DB0D) | Template Extension Creator UID | TemplateExtensionCreatorUID | UI | 1 | RET
(0040,DB73) | Referenced Content Item Identifier | ReferencedContentItemIdentifier | UL | 1-n
(0040,E001) | HL7 Instance Identifier | HL7InstanceIdentifier | ST | 1
(0040,E004) | HL7 Document Effective Time | HL7DocumentEffectiveTime | DT | 1
(0040,E006) | HL7 Document Type Code Sequence | HL7DocumentTypeCodeSequence | SQ | 1
(0040,E010) | Retrieve URI | RetrieveURI | UT | 1
(0040,E011) | Retrieve Location UID | RetrieveLocationUID | UI | 1
(0042,0010) | Document Title | DocumentTitle | ST | 1
(0042,0011) | Encapsulated Document | EncapsulatedDocument | OB | 1
(0042,0012) | MIME Type of Encapsulated Document | MIMETypeOfEncapsulatedDocument | LO | 1
(0042,0013) | Source Instance Sequence | SourceInstanceSequence | SQ | 1
(0042,0014) | List of MIME Types | ListOfMIMETypes | LO | 1-n
(0044,0001) | Product Package Identifier | ProductPackageIdentifier | ST | 1
(0044,0002) | Substance Administration Approval | SubstanceAdministrationApproval | CS | 1
(0044,0003) | Approval Status Further Description | ApprovalStatusFurtherDescription | LT | 1
(0044,0004) | Approval Status DateTime | ApprovalStatusDateTime | DT | 1
(0044,0007) | Product Type Code Sequence | ProductTypeCodeSequence | SQ | 1
(0044,0008) | Product Name | ProductName | LO | 1-n
(0044,0009) | Product Description | ProductDescription | LT | 1
(0044,000A) | Product Lot Identifier | ProductLotIdentifier | LO | 1
(0044,000B) | Product Expiration DateTime | ProductExpirationDateTime | DT | 1
(0044,0010) | Substance Administration DateTime | SubstanceAdministrationDateTime | DT | 1
(0044,0011) | Substance Administration Notes | SubstanceAdministrationNotes | LO | 1
(0044,0012) | Substance Administration Device ID | SubstanceAdministrationDeviceID | LO | 1
(0044,0013) | Product Parameter Sequence | ProductParameterSequence | SQ | 1
(0044,0019) | Substance Administration Parameter Sequence | SubstanceAdministrationParameterSequence | SQ | 1
(0046,0012) | Lens Description | LensDescription | LO | 1
(0046,0014) | Right Lens Sequence | RightLensSequence | SQ | 1
(0046,0015) | Left Lens Sequence | LeftLensSequence | SQ | 1
(0046,0016) | Unspecified Laterality Lens Sequence | UnspecifiedLateralityLensSequence | SQ | 1
(0046,0018) | Cylinder Sequence | CylinderSequence | SQ | 1
(0046,0028) | Prism Sequence | PrismSequence | SQ | 1
(0046,0030) | Horizontal Prism Power | HorizontalPrismPower | FD | 1
(0046,0032) | Horizontal Prism Base | HorizontalPrismBase | CS | 1
(0046,0034) | Vertical Prism Power | VerticalPrismPower | FD | 1
(0046,0036) | Vertical Prism Base | VerticalPrismBase | CS | 1
(0046,0038) | Lens Segment Type | LensSegmentType | CS | 1
(0046,0040) | Optical Transmittance | OpticalTransmittance | FD | 1
(0046,0042) | Channel Width | ChannelWidth | FD | 1
(0046,0044) | Pupil Size | PupilSize | FD | 1
(0046,0046) | Corneal Size | CornealSize | FD | 1
(0046,0050) | Autorefraction Right Eye Sequence | AutorefractionRightEyeSequence | SQ | 1
(0046,0052) | Autorefraction Left Eye Sequence | AutorefractionLeftEyeSequence | SQ | 1
(0046,0060) | Distance Pupillary Distance | DistancePupillaryDistance | FD | 1
(0046,0062) | Near Pupillary Distance | NearPupillaryDistance | FD | 1
(0046,0063) | Intermediate Pupillary Distance | IntermediatePupillaryDistance | FD | 1
(0046,0064) | Other Pupillary Distance | OtherPupillaryDistance | FD | 1
(0046,0070) | Keratometry Right Eye Sequence | KeratometryRightEyeSequence | SQ | 1
(0046,0071) | Keratometry Left Eye Sequence | KeratometryLeftEyeSequence | SQ | 1
(0046,0074) | Steep Keratometric Axis Sequence | SteepKeratometricAxisSequence | SQ | 1
(0046,0075) | Radius of Curvature | RadiusOfCurvature | FD | 1
(0046,0076) | Keratometric Power | KeratometricPower | FD | 1
(0046,0077) | Keratometric Axis | KeratometricAxis | FD | 1
(0046,0080) | Flat Keratometric Axis Sequence | FlatKeratometricAxisSequence | SQ | 1
(0046,0092) | Background Color | BackgroundColor | CS | 1
(0046,0094) | Optotype | Optotype | CS | 1
(0046,0095) | Optotype Presentation | OptotypePresentation | CS | 1
(0046,0097) | Subjective Refraction Right Eye Sequence | SubjectiveRefractionRightEyeSequence | SQ | 1
(0046,0098) | Subjective Refraction Left Eye Sequence | SubjectiveRefractionLeftEyeSequence | SQ | 1
(0046,0100) | Add Near Sequence | AddNearSequence | SQ | 1
(0046,0101) | Add Intermediate Sequence | AddIntermediateSequence | SQ | 1
(0046,0102) | Add Other Sequence | AddOtherSequence | SQ | 1
(0046,0104) | Add Power | AddPower | FD | 1
(0046,0106) | Viewing Distance | ViewingDistance | FD | 1
(0046,0121) | Visual Acuity Type Code Sequence | VisualAcuityTypeCodeSequence | SQ | 1
(0046,0122) | Visual Acuity Right Eye Sequence | VisualAcuityRightEyeSequence | SQ | 1
(0046,0123) | Visual Acuity Left Eye Sequence | VisualAcuityLeftEyeSequence | SQ | 1
(0046,0124) | Visual Acuity Both Eyes Open Sequence | VisualAcuityBothEyesOpenSequence | SQ | 1
(0046,0125) | Viewing Distance Type | ViewingDistanceType | CS | 1
(0046,0135) | Visual Acuity Modifiers | VisualAcuityModifiers | SS | 2
(0046,0137) | Decimal Visual Acuity | DecimalVisualAcuity | FD | 1
(0046,0139) | Optotype Detailed Definition | OptotypeDetailedDefinition | LO | 1
(0046,0145) | Referenced Refractive Measurements Sequence | ReferencedRefractiveMeasurementsSequence | SQ | 1
(0046,0146) | Sphere Power | SpherePower | FD | 1
(0046,0147) | Cylinder Power | CylinderPower | FD | 1
(0050,0004) | Calibration Image | CalibrationImage | CS | 1
(0050,0010) | Device Sequence | DeviceSequence | SQ | 1
(0050,0012) | Container Component Type Code Sequence | ContainerComponentTypeCodeSequence | SQ | 1
(0050,0013) | Container Component Thickness | ContainerComponentThickness | FD | 1
(0050,0014) | Device Length | DeviceLength | DS | 1
(0050,0015) | Container Component Width | ContainerComponentWidth | FD | 1
(0050,0016) | Device Diameter | DeviceDiameter | DS | 1
(0050,0017) | Device Diameter Units | DeviceDiameterUnits | CS | 1
(0050,0018) | Device Volume | DeviceVolume | DS | 1
(0050,0019) | Inter-Marker Distance | InterMarkerDistance | DS | 1
(0050,001A) | Container Component Material | ContainerComponentMaterial | CS | 1
(0050,001B) | Container Component ID | ContainerComponentID | LO | 1
(0050,001C) | Container Component Length | ContainerComponentLength | FD | 1
(0050,001D) | Container Component Diameter | ContainerComponentDiameter | FD | 1
(0050,001E) | Container Component Description | ContainerComponentDescription | LO | 1
(0050,0020) | Device Description | DeviceDescription | LO | 1
(0054,0010) | Energy Window Vector | EnergyWindowVector | US | 1-n
(0054,0011) | Number of Energy Windows | NumberOfEnergyWindows | US | 1
(0054,0012) | Energy Window Information Sequence | EnergyWindowInformationSequence | SQ | 1
(0054,0013) | Energy Window Range Sequence | EnergyWindowRangeSequence | SQ | 1
(0054,0014) | Energy Window Lower Limit | EnergyWindowLowerLimit | DS | 1
(0054,0015) | Energy Window Upper Limit | EnergyWindowUpperLimit | DS | 1
(0054,0016) | Radiopharmaceutical Information Sequence | RadiopharmaceuticalInformationSequence | SQ | 1
(0054,0017) | Residual Syringe Counts | ResidualSyringeCounts | IS | 1
(0054,0018) | Energy Window Name | EnergyWindowName | SH | 1
(0054,0020) | Detector Vector | DetectorVector | US | 1-n
(0054,0021) | Number of Detectors | NumberOfDetectors | US | 1
(0054,0022) | Detector Information Sequence | DetectorInformationSequence | SQ | 1
(0054,0030) | Phase Vector | PhaseVector | US | 1-n
(0054,0031) | Number of Phases | NumberOfPhases | US | 1
(0054,0032) | Phase Information Sequence | PhaseInformationSequence | SQ | 1
(0054,0033) | Number of Frames in Phase | NumberOfFramesInPhase | US | 1
(0054,0036) | Phase Delay | PhaseDelay | IS | 1
(0054,0038) | Pause Between Frames | PauseBetweenFrames | IS | 1
(0054,0039) | Phase Description | PhaseDescription | CS | 1
(0054,0050) | Rotation Vector | RotationVector | US | 1-n
(0054,0051) | Number of Rotations | NumberOfRotations | US | 1
(0054,0052) | Rotation Information Sequence | RotationInformationSequence | SQ | 1
(0054,0053) | Number of Frames in Rotation | NumberOfFramesInRotation | US | 1
(0054,0060) | R-R Interval Vector | RRIntervalVector | US | 1-n
(0054,0061) | Number of R-R Intervals | NumberOfRRIntervals | US | 1
(0054,0062) | Gated Information Sequence | GatedInformationSequence | SQ | 1
(0054,0063) | Data Information Sequence | DataInformationSequence | SQ | 1
(0054,0070) | Time Slot Vector | TimeSlotVector | US | 1-n
(0054,0071) | Number of Time Slots | NumberOfTimeSlots | US | 1
(0054,0072) | Time Slot Information Sequence | TimeSlotInformationSequence | SQ | 1
(0054,0073) | Time Slot Time | TimeSlotTime | DS | 1
(0054,0080) | Slice Vector | SliceVector | US | 1-n
(0054,0081) | Number of Slices | NumberOfSlices | US | 1
(0054,0090) | Angular View Vector | AngularViewVector | US | 1-n
(0054,0100) | Time Slice Vector | TimeSliceVector | US | 1-n
(0054,0101) | Number of Time Slices | NumberOfTimeSlices | US | 1
(0054,0200) | Start Angle | StartAngle | DS | 1
(0054,0202) | Type of Detector Motion | TypeOfDetectorMotion | CS | 1
(0054,0210) | Trigger Vector | TriggerVector | IS | 1-n
(0054,0211) | Number of Triggers in Phase | NumberOfTriggersInPhase | US | 1
(0054,0220) | View Code Sequence | ViewCodeSequence | SQ | 1
(0054,0222) | View Modifier Code Sequence | ViewModifierCodeSequence | SQ | 1
(0054,0300) | Radionuclide Code Sequence | RadionuclideCodeSequence | SQ | 1
(0054,0302) | Administration Route Code Sequence | AdministrationRouteCodeSequence | SQ | 1
(0054,0304) | Radiopharmaceutical Code Sequence | RadiopharmaceuticalCodeSequence | SQ | 1
(0054,0306) | Calibration Data Sequence | CalibrationDataSequence | SQ | 1
(0054,0308) | Energy Window Number | EnergyWindowNumber | US | 1
(0054,0400) | Image ID | ImageID | SH | 1
(0054,0410) | Patient Orientation Code Sequence | PatientOrientationCodeSequence | SQ | 1
(0054,0412) | Patient Orientation Modifier Code Sequence | PatientOrientationModifierCodeSequence | SQ | 1
(0054,0414) | Patient Gantry Relationship Code Sequence | PatientGantryRelationshipCodeSequence | SQ | 1
(0054,0500) | Slice Progression Direction | SliceProgressionDirection | CS | 1
(0054,1000) | Series Type | SeriesType | CS | 2
(0054,1001) | Units | Units | CS | 1
(0054,1002) | Counts Source | CountsSource | CS | 1
(0054,1004) | Reprojection Method | ReprojectionMethod | CS | 1
(0054,1100) | Randoms Correction Method | RandomsCorrectionMethod | CS | 1
(0054,1101) | Attenuation Correction Method | AttenuationCorrectionMethod | LO | 1
(0054,1102) | Decay Correction | DecayCorrection | CS | 1
(0054,1103) | Reconstruction Method | ReconstructionMethod | LO | 1
(0054,1104) | Detector Lines of Response Used | DetectorLinesOfResponseUsed | LO | 1
(0054,1105) | Scatter Correction Method | ScatterCorrectionMethod | LO | 1
(0054,1200) | Axial Acceptance | AxialAcceptance | DS | 1
(0054,1201) | Axial Mash | AxialMash | IS | 2
(0054,1202) | Transverse Mash | TransverseMash | IS | 1
(0054,1203) | Detector Element Size | DetectorElementSize | DS | 2
(0054,1210) | Coincidence Window Width | CoincidenceWindowWidth | DS | 1
(0054,1220) | Secondary Counts Type | SecondaryCountsType | CS | 1-n
(0054,1300) | Frame Reference Time | FrameReferenceTime | DS | 1
(0054,1310) | Primary (Prompts) Counts Accumulated | PrimaryPromptsCountsAccumulated | IS | 1
(0054,1311) | Secondary Counts Accumulated | SecondaryCountsAccumulated | IS | 1-n
(0054,1320) | Slice Sensitivity Factor | SliceSensitivityFactor | DS | 1
(0054,1321) | Decay Factor | DecayFactor | DS | 1
(0054,1322) | Dose Calibration Factor | DoseCalibrationFactor | DS | 1
(0054,1323) | Scatter Fraction Factor | ScatterFractionFactor | DS | 1
(0054,1324) | Dead Time Factor | DeadTimeFactor | DS | 1
(0054,1330) | Image Index | ImageIndex | US | 1
(0054,1400) | Counts Included | CountsIncluded | CS | 1-n | RET
(0054,1401) | Dead Time Correction Flag | DeadTimeCorrectionFlag | CS | 1 | RET
(0060,3000) | Histogram Sequence | HistogramSequence | SQ | 1
(0060,3002) | Histogram Number of Bins | HistogramNumberOfBins | US | 1
(0060,3004) | Histogram First Bin Value | HistogramFirstBinValue | US or SS | 1
(0060,3006) | Histogram Last Bin Value | HistogramLastBinValue | US or SS | 1
(0060,3008) | Histogram Bin Width | HistogramBinWidth | US | 1
(0060,3010) | Histogram Explanation | HistogramExplanation | LO | 1
(0060,3020) | Histogram Data | HistogramData | UL | 1-n
(0062,0001) | Segmentation Type | SegmentationType | CS | 1
(0062,0002) | Segment Sequence | SegmentSequence | SQ | 1
(0062,0003) | Segmented Property Category Code Sequence | SegmentedPropertyCategoryCodeSequence | SQ | 1
(0062,0004) | Segment Number | SegmentNumber | US | 1
(0062,0005) | Segment Label | SegmentLabel | LO | 1
(0062,0006) | Segment Description | SegmentDescription | ST | 1
(0062,0008) | Segment Algorithm Type | SegmentAlgorithmType | CS | 1
(0062,0009) | Segment Algorithm Name | SegmentAlgorithmName | LO | 1
(0062,000A) | Segment Identification Sequence | SegmentIdentificationSequence | SQ | 1
(0062,000B) | Referenced Segment Number | ReferencedSegmentNumber | US | 1-n
(0062,000C) | Recommended Display Grayscale Value | RecommendedDisplayGrayscaleValue | US | 1
(0062,000D) | Recommended Display CIELab Value | RecommendedDisplayCIELabValue | US | 3
(0062,000E) | Maximum Fractional Value | MaximumFractionalValue | US | 1
(0062,000F) | Segmented Property Type Code Sequence | SegmentedPropertyTypeCodeSequence | SQ | 1
(0062,0010) | Segmentation Fractional Type | SegmentationFractionalType | CS | 1
(0064,0002) | Deformable Registration Sequence | DeformableRegistrationSequence | SQ | 1
(0064,0003) | Source Frame of Reference UID | SourceFrameOfReferenceUID | UI | 1
(0064,0005) | Deformable Registration Grid Sequence | DeformableRegistrationGridSequence | SQ | 1
(0064,0007) | Grid Dimensions | GridDimensions | UL | 3
(0064,0008) | Grid Resolution | GridResolution | FD | 3
(0064,0009) | Vector Grid Data | VectorGridData | OF | 1
(0064,000F) | Pre Deformation Matrix Registration Sequence | PreDeformationMatrixRegistrationSequence | SQ | 1
(0064,0010) | Post Deformation Matrix Registration Sequence | PostDeformationMatrixRegistrationSequence | SQ | 1
(0066,0001) | Number of Surfaces | NumberOfSurfaces | UL | 1
(0066,0002) | Surface Sequence | SurfaceSequence | SQ | 1
(0066,0003) | Surface Number | SurfaceNumber | UL | 1
(0066,0004) | Surface Comments | SurfaceComments | LT | 1
(0066,0009) | Surface Processing | SurfaceProcessing | CS | 1
(0066,000A) | Surface Processing Ratio | SurfaceProcessingRatio | FL | 1
(0066,000B) | Surface Processing Description | SurfaceProcessingDescription | LO | 1
(0066,000C) | Recommended Presentation Opacity | RecommendedPresentationOpacity | FL | 1
(0066,000D) | Recommended Presentation Type | RecommendedPresentationType | CS | 1
(0066,000E) | Finite Volume | FiniteVolume | CS | 1
(0066,0010) | Manifold | Manifold | CS | 1
(0066,0011) | Surface Points Sequence | SurfacePointsSequence | SQ | 1
(0066,0012) | Surface Points Normals Sequence | SurfacePointsNormalsSequence | SQ | 1
(0066,0013) | Surface Mesh Primitives Sequence | SurfaceMeshPrimitivesSequence | SQ | 1
(0066,0015) | Number of Surface Points | NumberOfSurfacePoints | UL | 1
(0066,0016) | Point Coordinates Data | PointCoordinatesData | OF | 1
(0066,0017) | Point Position Accuracy | PointPositionAccuracy | FL | 3
(0066,0018) | Mean Point Distance | MeanPointDistance | FL | 1
(0066,0019) | Maximum Point Distance | MaximumPointDistance | FL | 1
(0066,001A) | Points Bounding Box Coordinates | PointsBoundingBoxCoordinates | FL | 6
(0066,001B) | Axis of Rotation | AxisOfRotation | FL | 3
(0066,001C) | Center of Rotation | CenterOfRotation | FL | 3
(0066,001E) | Number of Vectors | NumberOfVectors | UL | 1
(0066,001F) | Vector Dimensionality | VectorDimensionality | US | 1
(0066,0020) | Vector Accuracy | VectorAccuracy | FL | 1-n
(0066,0021) | Vector Coordinate Data | VectorCoordinateData | OF | 1
(0066,0023) | Triangle Point Index List | TrianglePointIndexList | OW | 1
(0066,0024) | Edge Point Index List | EdgePointIndexList | OW | 1
(0066,0025) | Vertex Point Index List | VertexPointIndexList | OW | 1
(0066,0026) | Triangle Strip Sequence | TriangleStripSequence | SQ | 1
(0066,0027) | Triangle Fan Sequence | TriangleFanSequence | SQ | 1
(0066,0028) | Line Sequence | LineSequence | SQ | 1
(0066,0029) | Primitive Point Index List | PrimitivePointIndexList | OW | 1
(0066,002A) | Surface Count | SurfaceCount | UL | 1
(0066,002B) | Referenced Surface Sequence | ReferencedSurfaceSequence | SQ | 1
(0066,002C) | Referenced Surface Number | ReferencedSurfaceNumber | UL | 1
(0066,002D) | Segment Surface Generation Algorithm Identification Sequence | SegmentSurfaceGenerationAlgorithmIdentificationSequence | SQ | 1
(0066,002E) | Segment Surface Source Instance Sequence | SegmentSurfaceSourceInstanceSequence | SQ | 1
(0066,002F) | Algorithm Family Code Sequence | AlgorithmFamilyCodeSequence | SQ | 1
(0066,0030) | Algorithm Name Code Sequence | AlgorithmNameCodeSequence | SQ | 1
(0066,0031) | Algorithm Version | AlgorithmVersion | LO | 1
(0066,0032) | Algorithm Parameters | AlgorithmParameters | LT | 1
(0066,0034) | Facet Sequence | FacetSequence | SQ | 1
(0066,0035) | Surface Processing Algorithm Identification Sequence | SurfaceProcessingAlgorithmIdentificationSequence | SQ | 1
(0066,0036) | Algorithm Name | AlgorithmName | LO | 1
(0070,0001) | Graphic Annotation Sequence | GraphicAnnotationSequence | SQ | 1
(0070,0002) | Graphic Layer | GraphicLayer | CS | 1
(0070,0003) | Bounding Box Annotation Units | BoundingBoxAnnotationUnits | CS | 1
(0070,0004) | Anchor Point Annotation Units | AnchorPointAnnotationUnits | CS | 1
(0070,0005) | Graphic Annotation Units | GraphicAnnotationUnits | CS | 1
(0070,0006) | Unformatted Text Value | UnformattedTextValue | ST | 1
(0070,0008) | Text Object Sequence | TextObjectSequence | SQ | 1
(0070,0009) | Graphic Object Sequence | GraphicObjectSequence | SQ | 1
(0070,0010) | Bounding Box Top Left Hand Corner | BoundingBoxTopLeftHandCorner | FL | 2
(0070,0011) | Bounding Box Bottom Right Hand Corner | BoundingBoxBottomRightHandCorner | FL | 2
(0070,0012) | Bounding Box Text Horizontal Justification | BoundingBoxTextHorizontalJustification | CS | 1
(0070,0014) | Anchor Point | AnchorPoint | FL | 2
(0070,0015) | Anchor Point Visibility | AnchorPointVisibility | CS | 1
(0070,0020) | Graphic Dimensions | GraphicDimensions | US | 1
(0070,0021) | Number of Graphic Points | NumberOfGraphicPoints | US | 1
(0070,0022) | Graphic Data | GraphicData | FL | 2-n
(0070,0023) | Graphic Type | GraphicType | CS | 1
(0070,0024) | Graphic Filled | GraphicFilled | CS | 1
(0070,0040) | Image Rotation (Retired) | ImageRotationRetired | IS | 1 | RET
(0070,0041) | Image Horizontal Flip | ImageHorizontalFlip | CS | 1
(0070,0042) | Image Rotation | ImageRotation | US | 1
(0070,0050) | Displayed Area Top Left Hand Corner (Trial) | DisplayedAreaTopLeftHandCornerTrial | US | 2 | RET
(0070,0051) | Displayed Area Bottom Right Hand Corner (Trial) | DisplayedAreaBottomRightHandCornerTrial | US | 2 | RET
(0070,0052) | Displayed Area Top Left Hand Corner | DisplayedAreaTopLeftHandCorner | SL | 2
(0070,0053) | Displayed Area Bottom Right Hand Corner | DisplayedAreaBottomRightHandCorner | SL | 2
(0070,005A) | Displayed Area Selection Sequence | DisplayedAreaSelectionSequence | SQ | 1
(0070,0060) | Graphic Layer Sequence | GraphicLayerSequence | SQ | 1
(0070,0062) | Graphic Layer Order | GraphicLayerOrder | IS | 1
(0070,0066) | Graphic Layer Recommended Display Grayscale Value | GraphicLayerRecommendedDisplayGrayscaleValue | US | 1
(0070,0067) | Graphic Layer Recommended Display RGB Value | GraphicLayerRecommendedDisplayRGBValue | US | 3 | RET
(0070,0068) | Graphic Layer Description | GraphicLayerDescription | LO | 1
(0070,0080) | Content Label | ContentLabel | CS | 1
(0070,0081) | Content Description | ContentDescription | LO | 1
(0070,0082) | Presentation Creation Date | PresentationCreationDate | DA | 1
(0070,0083) | Presentation Creation Time | PresentationCreationTime | TM | 1
(0070,0084) | Content Creator’s Name | ContentCreatorName | PN | 1
(0070,0086) | Content Creator’s Identification Code Sequence | ContentCreatorIdentificationCodeSequence | SQ | 1
(0070,0087) | Alternate Content Description Sequence | AlternateContentDescriptionSequence | SQ | 1
(0070,0100) | Presentation Size Mode | PresentationSizeMode | CS | 1
(0070,0101) | Presentation Pixel Spacing | PresentationPixelSpacing | DS | 2
(0070,0102) | Presentation Pixel Aspect Ratio | PresentationPixelAspectRatio | IS | 2
(0070,0103) | Presentation Pixel Magnification Ratio | PresentationPixelMagnificationRatio | FL | 1
(0070,0306) | Shape Type | ShapeType | CS | 1
(0070,0308) | Registration Sequence | RegistrationSequence | SQ | 1
(0070,0309) | Matrix Registration Sequence | MatrixRegistrationSequence | SQ | 1
(0070,030A) | Matrix Sequence | MatrixSequence | SQ | 1
(0070,030C) | Frame of Reference Transformation Matrix Type | FrameOfReferenceTransformationMatrixType | CS | 1
(0070,030D) | Registration Type Code Sequence | RegistrationTypeCodeSequence | SQ | 1
(0070,030F) | Fiducial Description | FiducialDescription | ST | 1
(0070,0310) | Fiducial Identifier | FiducialIdentifier | SH | 1
(0070,0311) | Fiducial Identifier Code Sequence | FiducialIdentifierCodeSequence | SQ | 1
(0070,0312) | Contour Uncertainty Radius | ContourUncertaintyRadius | FD | 1
(0070,0314) | Used Fiducials Sequence | UsedFiducialsSequence | SQ | 1
(0070,0318) | Graphic Coordinates Data Sequence | GraphicCoordinatesDataSequence | SQ | 1
(0070,031A) | Fiducial UID | FiducialUID | UI | 1
(0070,031C) | Fiducial Set Sequence | FiducialSetSequence | SQ | 1
(0070,031E) | Fiducial Sequence | FiducialSequence | SQ | 1
(0070,0401) | Graphic Layer Recommended Display CIELab Value | GraphicLayerRecommendedDisplayCIELabValue | US | 3
(0070,0402) | Blending Sequence | BlendingSequence | SQ | 1
(0070,0403) | Relative Opacity | RelativeOpacity | FL | 1
(0070,0404) | Referenced Spatial Registration Sequence | ReferencedSpatialRegistrationSequence | SQ | 1
(0070,0405) | Blending Position | BlendingPosition | CS | 1
(0072,0002) | Hanging Protocol Name | HangingProtocolName | SH | 1
(0072,0004) | Hanging Protocol Description | HangingProtocolDescription | LO | 1
(0072,0006) | Hanging Protocol Level | HangingProtocolLevel | CS | 1
(0072,0008) | Hanging Protocol Creator | HangingProtocolCreator | LO | 1
(0072,000A) | Hanging Protocol Creation DateTime | HangingProtocolCreationDateTime | DT | 1
(0072,000C) | Hanging Protocol Definition Sequence | HangingProtocolDefinitionSequence | SQ | 1
(0072,000E) | Hanging Protocol User Identification Code Sequence | HangingProtocolUserIdentificationCodeSequence | SQ | 1
(0072,0010) | Hanging Protocol User Group Name | HangingProtocolUserGroupName | LO | 1
(0072,0012) | Source Hanging Protocol Sequence | SourceHangingProtocolSequence | SQ | 1
(0072,0014) | Number of Priors Referenced | NumberOfPriorsReferenced | US | 1
(0072,0020) | Image Sets Sequence | ImageSetsSequence | SQ | 1
(0072,0022) | Image Set Selector Sequence | ImageSetSelectorSequence | SQ | 1
(0072,0024) | Image Set Selector Usage Flag | ImageSetSelectorUsageFlag | CS | 1
(0072,0026) | Selector Attribute | SelectorAttribute | AT | 1
(0072,0028) | Selector Value Number | SelectorValueNumber | US | 1
(0072,0030) | Time Based Image Sets Sequence | TimeBasedImageSetsSequence | SQ | 1
(0072,0032) | Image Set Number | ImageSetNumber | US | 1
(0072,0034) | Image Set Selector Category | ImageSetSelectorCategory | CS | 1
(0072,0038) | Relative Time | RelativeTime | US | 2
(0072,003A) | Relative Time Units | RelativeTimeUnits | CS | 1
(0072,003C) | Abstract Prior Value | AbstractPriorValue | SS | 2
(0072,003E) | Abstract Prior Code Sequence | AbstractPriorCodeSequence | SQ | 1
(0072,0040) | Image Set Label | ImageSetLabel | LO | 1
(0072,0050) | Selector Attribute VR | SelectorAttributeVR | CS | 1
(0072,0052) | Selector Sequence Pointer | SelectorSequencePointer | AT | 1
(0072,0054) | Selector Sequence Pointer Private Creator | SelectorSequencePointerPrivateCreator | LO | 1
(0072,0056) | Selector Attribute Private Creator | SelectorAttributePrivateCreator | LO | 1
(0072,0060) | Selector AT Value | SelectorATValue | AT | 1-n
(0072,0062) | Selector CS Value | SelectorCSValue | CS | 1-n
(0072,0064) | Selector IS Value | SelectorISValue | IS | 1-n
(0072,0066) | Selector LO Value | SelectorLOValue | LO | 1-n
(0072,0068) | Selector LT Value | SelectorLTValue | LT | 1
(0072,006A) | Selector PN Value | SelectorPNValue | PN | 1-n
(0072,006C) | Selector SH Value | SelectorSHValue | SH | 1-n
(0072,006E) | Selector ST Value | SelectorSTValue | ST | 1
(0072,0070) | Selector UT Value | SelectorUTValue | UT | 1
(0072,0072) | Selector DS Value | SelectorDSValue | DS | 1-n
(0072,0074) | Selector FD Value | SelectorFDValue | FD | 1-n
(0072,0076) | Selector FL Value | SelectorFLValue | FL | 1-n
(0072,0078) | Selector UL Value | SelectorULValue | UL | 1-n
(0072,007A) | Selector US Value | SelectorUSValue | US | 1-n
(0072,007C) | Selector SL Value | SelectorSLValue | SL | 1-n
(0072,007E) | Selector SS Value | SelectorSSValue | SS | 1-n
(0072,0080) | Selector Code Sequence Value | SelectorCodeSequenceValue | SQ | 1
(0072,0100) | Number of Screens | NumberOfScreens | US | 1
(0072,0102) | Nominal Screen Definition Sequence | NominalScreenDefinitionSequence | SQ | 1
(0072,0104) | Number of Vertical Pixels | NumberOfVerticalPixels | US | 1
(0072,0106) | Number of Horizontal Pixels | NumberOfHorizontalPixels | US | 1
(0072,0108) | Display Environment Spatial Position | DisplayEnvironmentSpatialPosition | FD | 4
(0072,010A) | Screen Minimum Grayscale Bit Depth | ScreenMinimumGrayscaleBitDepth | US | 1
(0072,010C) | Screen Minimum Color Bit Depth | ScreenMinimumColorBitDepth | US | 1
(0072,010E) | Application Maximum Repaint Time | ApplicationMaximumRepaintTime | US | 1
(0072,0200) | Display Sets Sequence | DisplaySetsSequence | SQ | 1
(0072,0202) | Display Set Number | DisplaySetNumber | US | 1
(0072,0203) | Display Set Label | DisplaySetLabel | LO | 1
(0072,0204) | Display Set Presentation Group | DisplaySetPresentationGroup | US | 1
(0072,0206) | Display Set Presentation Group Description | DisplaySetPresentationGroupDescription | LO | 1
(0072,0208) | Partial Data Display Handling | PartialDataDisplayHandling | CS | 1
(0072,0210) | Synchronized Scrolling Sequence | SynchronizedScrollingSequence | SQ | 1
(0072,0212) | Display Set Scrolling Group | DisplaySetScrollingGroup | US | 2-n
(0072,0214) | Navigation Indicator Sequence | NavigationIndicatorSequence | SQ | 1
(0072,0216) | Navigation Display Set | NavigationDisplaySet | US | 1
(0072,0218) | Reference Display Sets | ReferenceDisplaySets | US | 1-n
(0072,0300) | Image Boxes Sequence | ImageBoxesSequence | SQ | 1
(0072,0302) | Image Box Number | ImageBoxNumber | US | 1
(0072,0304) | Image Box Layout Type | ImageBoxLayoutType | CS | 1
(0072,0306) | Image Box Tile Horizontal Dimension | ImageBoxTileHorizontalDimension | US | 1
(0072,0308) | Image Box Tile Vertical Dimension | ImageBoxTileVerticalDimension | US | 1
(0072,0310) | Image Box Scroll Direction | ImageBoxScrollDirection | CS | 1
(0072,0312) | Image Box Small Scroll Type | ImageBoxSmallScrollType | CS | 1
(0072,0314) | Image Box Small Scroll Amount | ImageBoxSmallScrollAmount | US | 1
(0072,0316) | Image Box Large Scroll Type | ImageBoxLargeScrollType | CS | 1
(0072,0318) | Image Box Large Scroll Amount | ImageBoxLargeScrollAmount | US | 1
(0072,0320) | Image Box Overlap Priority | ImageBoxOverlapPriority | US | 1
(0072,0330) | Cine Relative to Real-Time | CineRelativeToRealTime | FD | 1
(0072,0400) | Filter Operations Sequence | FilterOperationsSequence | SQ | 1
(0072,0402) | Filter-by Category | FilterByCategory | CS | 1
(0072,0404) | Filter-by Attribute Presence | FilterByAttributePresence | CS | 1
(0072,0406) | Filter-by Operator | FilterByOperator | CS | 1
(0072,0420) | Structured Display Background CIELab Value | StructuredDisplayBackgroundCIELabValue | US | 3
(0072,0421) | Empty Image Box CIELab Value | EmptyImageBoxCIELabValue | US | 3
(0072,0422) | Structured Display Image Box Sequence | StructuredDisplayImageBoxSequence | SQ | 1
(0072,0424) | Structured Display Text Box Sequence | StructuredDisplayTextBoxSequence | SQ | 1
(0072,0427) | Referenced First Frame Sequence | ReferencedFirstFrameSequence | SQ | 1
(0072,0430) | Image Box Synchronization Sequence | ImageBoxSynchronizationSequence | SQ | 1
(0072,0432) | Synchronized Image Box List | SynchronizedImageBoxList | US | 2-n
(0072,0434) | Type of Synchronization | TypeOfSynchronization | CS | 1
(0072,0500) | Blending Operation Type | BlendingOperationType | CS | 1
(0072,0510) | Reformatting Operation Type | ReformattingOperationType | CS | 1
(0072,0512) | Reformatting Thickness | ReformattingThickness | FD | 1
(0072,0514) | Reformatting Interval | ReformattingInterval | FD | 1
(0072,0516) | Reformatting Operation Initial View Direction | ReformattingOperationInitialViewDirection | CS | 1
(0072,0520) | 3D Rendering Type | ThreeDRenderingType | CS | 1-n
(0072,0600) | Sorting Operations Sequence | SortingOperationsSequence | SQ | 1
(0072,0602) | Sort-by Category | SortByCategory | CS | 1
(0072,0604) | Sorting Direction | SortingDirection | CS | 1
(0072,0700) | Display Set Patient Orientation | DisplaySetPatientOrientation | CS | 2
(0072,0702) | VOI Type | VOIType | CS | 1
(0072,0704) | Pseudo-Color Type | PseudoColorType | CS | 1
(0072,0706) | Show Grayscale Inverted | ShowGrayscaleInverted | CS | 1
(0072,0710) | Show Image True Size Flag | ShowImageTrueSizeFlag | CS | 1
(0072,0712) | Show Graphic Annotation Flag | ShowGraphicAnnotationFlag | CS | 1
(0072,0714) | Show Patient Demographics Flag | ShowPatientDemographicsFlag | CS | 1
(0072,0716) | Show Acquisition Techniques Flag | ShowAcquisitionTechniquesFlag | CS | 1
(0072,0717) | Display Set Horizontal Justification | DisplaySetHorizontalJustification | CS | 1
(0072,0718) | Display Set Vertical Justification | DisplaySetVerticalJustification | CS | 1
(0074,1000) | Unified Procedure Step State | UnifiedProcedureStepState | CS | 1
(0074,1002) | Unified Procedure Step Progress Information Sequence | UnifiedProcedureStepProgressInformationSequence | SQ | 1
(0074,1004) | Unified Procedure Step Progress | UnifiedProcedureStepProgress | DS | 1
(0074,1006) | Unified Procedure Step Progress Description | UnifiedProcedureStepProgressDescription | ST | 1
(0074,1008) | Unified Procedure Step Communications URI Sequence | UnifiedProcedureStepCommunicationsURISequence | SQ | 1
(0074,100a) | Contact URI | ContactURI | ST | 1
(0074,100c) | Contact Display Name | ContactDisplayName | LO | 1
(0074,100e) | Unified Procedure Step Discontinuation Reason Code Sequence | UnifiedProcedureStepDiscontinuationReasonCodeSequence | SQ | 1
(0074,1020) | Beam Task Sequence | BeamTaskSequence | SQ | 1
(0074,1022) | Beam Task Type | BeamTaskType | CS | 1
(0074,1024) | Beam Order Index | BeamOrderIndex | IS | 1
(0074,1030) | Delivery Verification Image Sequence | DeliveryVerificationImageSequence | SQ | 1
(0074,1032) | Verification Image Timing | VerificationImageTiming | CS | 1
(0074,1034) | Double Exposure Flag | DoubleExposureFlag | CS | 1
(0074,1036) | Double Exposure Ordering | DoubleExposureOrdering | CS | 1
(0074,1038) | Double Exposure Meterset | DoubleExposureMeterset | DS | 1
(0074,103A) | Double Exposure Field Delta | DoubleExposureFieldDelta | DS | 4
(0074,1040) | Related Reference RT Image Sequence | RelatedReferenceRTImageSequence | SQ | 1
(0074,1042) | General Machine Verification Sequence | GeneralMachineVerificationSequence | SQ | 1
(0074,1044) | Conventional Machine Verification Sequence | ConventionalMachineVerificationSequence | SQ | 1
(0074,1046) | Ion Machine Verification Sequence | IonMachineVerificationSequence | SQ | 1
(0074,1048) | Failed Attributes Sequence | FailedAttributesSequence | SQ | 1
(0074,104A) | Overridden Attributes Sequence | OverriddenAttributesSequence | SQ | 1
(0074,104C) | Conventional Control Point Verification Sequence | ConventionalControlPointVerificationSequence | SQ | 1
(0074,104E) | Ion Control Point Verification Sequence | IonControlPointVerificationSequence | SQ | 1
(0074,1050) | Attribute Occurrence Sequence | AttributeOccurrenceSequence | SQ | 1
(0074,1052) | Attribute Occurrence Pointer | AttributeOccurrencePointer | AT | 1
(0074,1054) | Attribute Item Selector | AttributeItemSelector | UL | 1
(0074,1056) | Attribute Occurrence Private Creator | AttributeOccurrencePrivateCreator | LO | 1
(0074,1200) | Scheduled Procedure Step Priority | ScheduledProcedureStepPriority | CS | 1
(0074,1202) | Worklist Label | WorklistLabel | LO | 1
(0074,1204) | Procedure Step Label | ProcedureStepLabel | LO | 1
(0074,1210) | Scheduled Processing Parameters Sequence | ScheduledProcessingParametersSequence | SQ | 1
(0074,1212) | Performed Processing Parameters Sequence | PerformedProcessingParametersSequence | SQ | 1
(0074,1216) | Unified Procedure Step Performed Procedure Sequence | UnifiedProcedureStepPerformedProcedureSequence | SQ | 1
(0074,1220) | Related Procedure Step Sequence | RelatedProcedureStepSequence | SQ | 1
(0074,1222) | Procedure Step Relationship Type | ProcedureStepRelationshipType | LO | 1
(0074,1230) | Deletion Lock | DeletionLock | LO | 1
(0074,1234) | Receiving AE | ReceivingAE | AE | 1
(0074,1236) | Requesting AE | RequestingAE | AE | 1
(0074,1238) | Reason for Cancellation | ReasonForCancellation | LT | 1
(0074,1242) | SCP Status | SCPStatus | CS | 1
(0074,1244) | Subscription List Status | SubscriptionListStatus | CS | 1
(0074,1246) | Unified Procedure Step List Status | UnifiedProcedureStepListStatus | CS | 1
(0088,0130) | Storage Media File-set ID | StorageMediaFileSetID | SH | 1
(0088,0140) | Storage Media File-set UID | StorageMediaFileSetUID | UI | 1
(0088,0200) | Icon Image Sequence | IconImageSequence | SQ | 1
(0088,0904) | Topic Title | TopicTitle | LO | 1 | RET
(0088,0906) | Topic Subject | TopicSubject | ST | 1 | RET
(0088,0910) | Topic Author | TopicAuthor | LO | 1 | RET
(0088,0912) | Topic Keywords | TopicKeywords | LO | 1-32 | RET
(0100,0410) | SOP Instance Status | SOPInstanceStatus | CS | 1
(0100,0420) | SOP Authorization DateTime | SOPAuthorizationDateTime | DT | 1
(0100,0424) | SOP Authorization Comment | SOPAuthorizationComment | LT | 1
(0100,0426) | Authorization Equipment Certification Number | AuthorizationEquipmentCertificationNumber | LO | 1
(0400,0005) | MAC ID Number | MACIDNumber | US | 1
(0400,0010) | MAC Calculation Transfer Syntax UID | MACCalculationTransferSyntaxUID | UI | 1
(0400,0015) | MAC Algorithm | MACAlgorithm | CS | 1
(0400,0020) | Data Elements Signed | DataElementsSigned | AT | 1-n
(0400,0100) | Digital Signature UID | DigitalSignatureUID | UI | 1
(0400,0105) | Digital Signature DateTime | DigitalSignatureDateTime | DT | 1
(0400,0110) | Certificate Type | CertificateType | CS | 1
(0400,0115) | Certificate of Signer | CertificateOfSigner | OB | 1
(0400,0120) | Signature | Signature | OB | 1
(0400,0305) | Certified Timestamp Type | CertifiedTimestampType | CS | 1
(0400,0310) | Certified Timestamp | CertifiedTimestamp | OB | 1
(0400,0401) | Digital Signature Purpose Code Sequence | DigitalSignaturePurposeCodeSequence | SQ | 1
(0400,0402) | Referenced Digital Signature Sequence | ReferencedDigitalSignatureSequence | SQ | 1
(0400,0403) | Referenced SOP Instance MAC Sequence | ReferencedSOPInstanceMACSequence | SQ | 1
(0400,0404) | MAC | MAC | OB | 1
(0400,0500) | Encrypted Attributes Sequence | EncryptedAttributesSequence | SQ | 1
(0400,0510) | Encrypted Content Transfer Syntax UID | EncryptedContentTransferSyntaxUID | UI | 1
(0400,0520) | Encrypted Content | EncryptedContent | OB | 1
(0400,0550) | Modified Attributes Sequence | ModifiedAttributesSequence | SQ | 1
(0400,0561) | Original Attributes Sequence | OriginalAttributesSequence | SQ | 1
(0400,0562) | Attribute Modification DateTime | AttributeModificationDateTime | DT | 1
(0400,0563) | Modifying System | ModifyingSystem | LO | 1
(0400,0564) | Source of Previous Values | SourceOfPreviousValues | LO | 1
(0400,0565) | Reason for the Attribute Modification | ReasonForTheAttributeModification | CS | 1
(1000,xxx0) | Escape Triplet | EscapeTriplet | US | 3 | RET
(1000,xxx1) | Run Length Triplet | RunLengthTriplet | US | 3 | RET
(1000,xxx2) | Huffman Table Size | HuffmanTableSize | US | 1 | RET
(1000,xxx3) | Huffman Table Triplet | HuffmanTableTriplet | US | 3 | RET
(1000,xxx4) | Shift Table Size | ShiftTableSize | US | 1 | RET
(1000,xxx5) | Shift Table Triplet | ShiftTableTriplet | US | 3 | RET
(1010,xxxx) | Zonal Map | ZonalMap | US | 1-n | RET
(2000,0010) | Number of Copies | NumberOfCopies | IS | 1
(2000,001E) | Printer Configuration Sequence | PrinterConfigurationSequence | SQ | 1
(2000,0020) | Print Priority | PrintPriority | CS | 1
(2000,0030) | Medium Type | MediumType | CS | 1
(2000,0040) | Film Destination | FilmDestination | CS | 1
(2000,0050) | Film Session Label | FilmSessionLabel | LO | 1
(2000,0060) | Memory Allocation | MemoryAllocation | IS | 1
(2000,0061) | Maximum Memory Allocation | MaximumMemoryAllocation | IS | 1
(2000,0062) | Color Image Printing Flag | ColorImagePrintingFlag | CS | 1 | RET
(2000,0063) | Collation Flag | CollationFlag | CS | 1 | RET
(2000,0065) | Annotation Flag | AnnotationFlag | CS | 1 | RET
(2000,0067) | Image Overlay Flag | ImageOverlayFlag | CS | 1 | RET
(2000,0069) | Presentation LUT Flag | PresentationLUTFlag | CS | 1 | RET
(2000,006A) | Image Box Presentation LUT Flag | ImageBoxPresentationLUTFlag | CS | 1 | RET
(2000,00A0) | Memory Bit Depth | MemoryBitDepth | US | 1
(2000,00A1) | Printing Bit Depth | PrintingBitDepth | US | 1
(2000,00A2) | Media Installed Sequence | MediaInstalledSequence | SQ | 1
(2000,00A4) | Other Media Available Sequence | OtherMediaAvailableSequence | SQ | 1
(2000,00A8) | Supported Image Display Formats Sequence | SupportedImageDisplayFormatsSequence | SQ | 1
(2000,0500) | Referenced Film Box Sequence | ReferencedFilmBoxSequence | SQ | 1
(2000,0510) | Referenced Stored Print Sequence | ReferencedStoredPrintSequence | SQ | 1 | RET
(2010,0010) | Image Display Format | ImageDisplayFormat | ST | 1
(2010,0030) | Annotation Display Format ID | AnnotationDisplayFormatID | CS | 1
(2010,0040) | Film Orientation | FilmOrientation | CS | 1
(2010,0050) | Film Size ID | FilmSizeID | CS | 1
(2010,0052) | Printer Resolution ID | PrinterResolutionID | CS | 1
(2010,0054) | Default Printer Resolution ID | DefaultPrinterResolutionID | CS | 1
(2010,0060) | Magnification Type | MagnificationType | CS | 1
(2010,0080) | Smoothing Type | SmoothingType | CS | 1
(2010,00A6) | Default Magnification Type | DefaultMagnificationType | CS | 1
(2010,00A7) | Other Magnification Types Available | OtherMagnificationTypesAvailable | CS | 1-n
(2010,00A8) | Default Smoothing Type | DefaultSmoothingType | CS | 1
(2010,00A9) | Other Smoothing Types Available | OtherSmoothingTypesAvailable | CS | 1-n
(2010,0100) | Border Density | BorderDensity | CS | 1
(2010,0110) | Empty Image Density | EmptyImageDensity | CS | 1
(2010,0120) | Min Density | MinDensity | US | 1
(2010,0130) | Max Density | MaxDensity | US | 1
(2010,0140) | Trim | Trim | CS | 1
(2010,0150) | Configuration Information | ConfigurationInformation | ST | 1
(2010,0152) | Configuration Information Description | ConfigurationInformationDescription | LT | 1
(2010,0154) | Maximum Collated Films | MaximumCollatedFilms | IS | 1
(2010,015E) | Illumination | Illumination | US | 1
(2010,0160) | Reflected Ambient Light | ReflectedAmbientLight | US | 1
(2010,0376) | Printer Pixel Spacing | PrinterPixelSpacing | DS | 2
(2010,0500) | Referenced Film Session Sequence | ReferencedFilmSessionSequence | SQ | 1
(2010,0510) | Referenced Image Box Sequence | ReferencedImageBoxSequence | SQ | 1
(2010,0520) | Referenced Basic Annotation Box Sequence | ReferencedBasicAnnotationBoxSequence | SQ | 1
(2020,0010) | Image Box Position | ImageBoxPosition | US | 1
(2020,0020) | Polarity | Polarity | CS | 1
(2020,0030) | Requested Image Size | RequestedImageSize | DS | 1
(2020,0040) | Requested Decimate/Crop Behavior | RequestedDecimateCropBehavior | CS | 1
(2020,0050) | Requested Resolution ID | RequestedResolutionID | CS | 1
(2020,00A0) | Requested Image Size Flag | RequestedImageSizeFlag | CS | 1
(2020,00A2) | Decimate/Crop Result | DecimateCropResult | CS | 1
(2020,0110) | Basic Grayscale Image Sequence | BasicGrayscaleImageSequence | SQ | 1
(2020,0111) | Basic Color Image Sequence | BasicColorImageSequence | SQ | 1
(2020,0130) | Referenced Image Overlay Box Sequence | ReferencedImageOverlayBoxSequence | SQ | 1 | RET
(2020,0140) | Referenced VOI LUT Box Sequence | ReferencedVOILUTBoxSequence | SQ | 1 | RET
(2030,0010) | Annotation Position | AnnotationPosition | US | 1
(2030,0020) | Text String | TextString | LO | 1
(2040,0010) | Referenced Overlay Plane Sequence | ReferencedOverlayPlaneSequence | SQ | 1 | RET
(2040,0011) | Referenced Overlay Plane Groups | ReferencedOverlayPlaneGroups | US | 1-99 | RET
(2040,0020) | Overlay Pixel Data Sequence | OverlayPixelDataSequence | SQ | 1 | RET
(2040,0060) | Overlay Magnification Type | OverlayMagnificationType | CS | 1 | RET
(2040,0070) | Overlay Smoothing Type | OverlaySmoothingType | CS | 1 | RET
(2040,0072) | Overlay or Image Magnification | OverlayOrImageMagnification | CS | 1 | RET
(2040,0074) | Magnify to Number of Columns | MagnifyToNumberOfColumns | US | 1 | RET
(2040,0080) | Overlay Foreground Density | OverlayForegroundDensity | CS | 1 | RET
(2040,0082) | Overlay Background Density | OverlayBackgroundDensity | CS | 1 | RET
(2040,0090) | Overlay Mode | OverlayMode | CS | 1 | RET
(2040,0100) | Threshold Density | ThresholdDensity | CS | 1 | RET
(2040,0500) | Referenced Image Box Sequence (Retired) | ReferencedImageBoxSequenceRetired | SQ | 1 | RET
(2050,0010) | Presentation LUT Sequence | PresentationLUTSequence | SQ | 1
(2050,0020) | Presentation LUT Shape | PresentationLUTShape | CS | 1
(2050,0500) | Referenced Presentation LUT Sequence | ReferencedPresentationLUTSequence | SQ | 1
(2100,0010) | Print Job ID | PrintJobID | SH | 1 | RET
(2100,0020) | Execution Status | ExecutionStatus | CS | 1
(2100,0030) | Execution Status Info | ExecutionStatusInfo | CS | 1
(2100,0040) | Creation Date | CreationDate | DA | 1
(2100,0050) | Creation Time | CreationTime | TM | 1
(2100,0070) | Originator | Originator | AE | 1
(2100,0140) | Destination AE | DestinationAE | AE | 1 | RET
(2100,0160) | Owner ID | OwnerID | SH | 1
(2100,0170) | Number of Films | NumberOfFilms | IS | 1
(2100,0500) | Referenced Print Job Sequence (Pull Stored Print) | ReferencedPrintJobSequencePullStoredPrint | SQ | 1 | RET
(2110,0010) | Printer Status | PrinterStatus | CS | 1
(2110,0020) | Printer Status Info | PrinterStatusInfo | CS | 1
(2110,0030) | Printer Name | PrinterName | LO | 1
(2110,0099) | Print Queue ID | PrintQueueID | SH | 1 | RET
(2120,0010) | Queue Status | QueueStatus | CS | 1 | RET
(2120,0050) | Print Job Description Sequence | PrintJobDescriptionSequence | SQ | 1 | RET
(2120,0070) | Referenced Print Job Sequence | ReferencedPrintJobSequence | SQ | 1 | RET
(2130,0010) | Print Management Capabilities Sequence | PrintManagementCapabilitiesSequence | SQ | 1 | RET
(2130,0015) | Printer Characteristics Sequence | PrinterCharacteristicsSequence | SQ | 1 | RET
(2130,0030) | Film Box Content Sequence | FilmBoxContentSequence | SQ | 1 | RET
(2130,0040) | Image Box Content Sequence | ImageBoxContentSequence | SQ | 1 | RET
(2130,0050) | Annotation Content Sequence | AnnotationContentSequence | SQ | 1 | RET
(2130,0060) | Image Overlay Box Content Sequence | ImageOverlayBoxContentSequence | SQ | 1 | RET
(2130,0080) | Presentation LUT Content Sequence | PresentationLUTContentSequence | SQ | 1 | RET
(2130,00A0) | Proposed Study Sequence | ProposedStudySequence | SQ | 1 | RET
(2130,00C0) | Original Image Sequence | OriginalImageSequence | SQ | 1 | RET
(2200,0001) | Label Using Information Extracted From Instances | LabelUsingInformationExtractedFromInstances | CS | 1
(2200,0002) | Label Text | LabelText | UT | 1
(2200,0003) | Label Style Selection | LabelStyleSelection | CS | 1
(2200,0004) | Media Disposition | MediaDisposition | LT | 1
(2200,0005) | Barcode Value | BarcodeValue | LT | 1
(2200,0006) | Barcode Symbology | BarcodeSymbology | CS | 1
(2200,0007) | Allow Media Splitting | AllowMediaSplitting | CS | 1
(2200,0008) | Include Non-DICOM Objects | IncludeNonDICOMObjects | CS | 1
(2200,0009) | Include Display Application | IncludeDisplayApplication | CS | 1
(2200,000A) | Preserve Composite Instances After Media Creation | PreserveCompositeInstancesAfterMediaCreation | CS | 1
(2200,000B) | Total Number of Pieces of Media Created | TotalNumberOfPiecesOfMediaCreated | US | 1
(2200,000C) | Requested Media Application Profile | RequestedMediaApplicationProfile | LO | 1
(2200,000D) | Referenced Storage Media Sequence | ReferencedStorageMediaSequence | SQ | 1
(2200,000E) | Failure Attributes | FailureAttributes | AT | 1-n
(2200,000F) | Allow Lossy Compression | AllowLossyCompression | CS | 1
(2200,0020) | Request Priority | RequestPriority | CS | 1
(3002,0002) | RT Image Label | RTImageLabel | SH | 1
(3002,0003) | RT Image Name | RTImageName | LO | 1
(3002,0004) | RT Image Description | RTImageDescription | ST | 1
(3002,000A) | Reported Values Origin | ReportedValuesOrigin | CS | 1
(3002,000C) | RT Image Plane | RTImagePlane | CS | 1
(3002,000D) | X-Ray Image Receptor Translation | XRayImageReceptorTranslation | DS | 3
(3002,000E) | X-Ray Image Receptor Angle | XRayImageReceptorAngle | DS | 1
(3002,0010) | RT Image Orientation | RTImageOrientation | DS | 6
(3002,0011) | Image Plane Pixel Spacing | ImagePlanePixelSpacing | DS | 2
(3002,0012) | RT Image Position | RTImagePosition | DS | 2
(3002,0020) | Radiation Machine Name | RadiationMachineName | SH | 1
(3002,0022) | Radiation Machine SAD | RadiationMachineSAD | DS | 1
(3002,0024) | Radiation Machine SSD | RadiationMachineSSD | DS | 1
(3002,0026) | RT Image SID | RTImageSID | DS | 1
(3002,0028) | Source to Reference Object Distance | SourceToReferenceObjectDistance | DS | 1
(3002,0029) | Fraction Number | FractionNumber | IS | 1
(3002,0030) | Exposure Sequence | ExposureSequence | SQ | 1
(3002,0032) | Meterset Exposure | MetersetExposure | DS | 1
(3002,0034) | Diaphragm Position | DiaphragmPosition | DS | 4
(3002,0040) | Fluence Map Sequence | FluenceMapSequence | SQ | 1
(3002,0041) | Fluence Data Source | FluenceDataSource | CS | 1
(3002,0042) | Fluence Data Scale | FluenceDataScale | DS | 1
(3002,0050) | Primary Fluence Mode Sequence | PrimaryFluenceModeSequence | SQ | 1
(3002,0051) | Fluence Mode | FluenceMode | CS | 1
(3002,0052) | Fluence Mode ID | FluenceModeID | SH | 1
(3004,0001) | DVH Type | DVHType | CS | 1
(3004,0002) | Dose Units | DoseUnits | CS | 1
(3004,0004) | Dose Type | DoseType | CS | 1
(3004,0006) | Dose Comment | DoseComment | LO | 1
(3004,0008) | Normalization Point | NormalizationPoint | DS | 3
(3004,000A) | Dose Summation Type | DoseSummationType | CS | 1
(3004,000C) | Grid Frame Offset Vector | GridFrameOffsetVector | DS | 2-n
(3004,000E) | Dose Grid Scaling | DoseGridScaling | DS | 1
(3004,0010) | RT Dose ROI Sequence | RTDoseROISequence | SQ | 1
(3004,0012) | Dose Value | DoseValue | DS | 1
(3004,0014) | Tissue Heterogeneity Correction | TissueHeterogeneityCorrection | CS | 1-3
(3004,0040) | DVH Normalization Point | DVHNormalizationPoint | DS | 3
(3004,0042) | DVH Normalization Dose Value | DVHNormalizationDoseValue | DS | 1
(3004,0050) | DVH Sequence | DVHSequence | SQ | 1
(3004,0052) | DVH Dose Scaling | DVHDoseScaling | DS | 1
(3004,0054) | DVH Volume Units | DVHVolumeUnits | CS | 1
(3004,0056) | DVH Number of Bins | DVHNumberOfBins | IS | 1
(3004,0058) | DVH Data | DVHData | DS | 2-2n
(3004,0060) | DVH Referenced ROI Sequence | DVHReferencedROISequence | SQ | 1
(3004,0062) | DVH ROI Contribution Type | DVHROIContributionType | CS | 1
(3004,0070) | DVH Minimum Dose | DVHMinimumDose | DS | 1
(3004,0072) | DVH Maximum Dose | DVHMaximumDose | DS | 1
(3004,0074) | DVH Mean Dose | DVHMeanDose | DS | 1
(3006,0002) | Structure Set Label | StructureSetLabel | SH | 1
(3006,0004) | Structure Set Name | StructureSetName | LO | 1
(3006,0006) | Structure Set Description | StructureSetDescription | ST | 1
(3006,0008) | Structure Set Date | StructureSetDate | DA | 1
(3006,0009) | Structure Set Time | StructureSetTime | TM | 1
(3006,0010) | Referenced Frame of Reference Sequence | ReferencedFrameOfReferenceSequence | SQ | 1
(3006,0012) | RT Referenced Study Sequence | RTReferencedStudySequence | SQ | 1
(3006,0014) | RT Referenced Series Sequence | RTReferencedSeriesSequence | SQ | 1
(3006,0016) | Contour Image Sequence | ContourImageSequence | SQ | 1
(3006,0020) | Structure Set ROI Sequence | StructureSetROISequence | SQ | 1
(3006,0022) | ROI Number | ROINumber | IS | 1
(3006,0024) | Referenced Frame of Reference UID | ReferencedFrameOfReferenceUID | UI | 1
(3006,0026) | ROI Name | ROIName | LO | 1
(3006,0028) | ROI Description | ROIDescription | ST | 1
(3006,002A) | ROI Display Color | ROIDisplayColor | IS | 3
(3006,002C) | ROI Volume | ROIVolume | DS | 1
(3006,0030) | RT Related ROI Sequence | RTRelatedROISequence | SQ | 1
(3006,0033) | RT ROI Relationship | RTROIRelationship | CS | 1
(3006,0036) | ROI Generation Algorithm | ROIGenerationAlgorithm | CS | 1
(3006,0038) | ROI Generation Description | ROIGenerationDescription | LO | 1
(3006,0039) | ROI Contour Sequence | ROIContourSequence | SQ | 1
(3006,0040) | Contour Sequence | ContourSequence | SQ | 1
(3006,0042) | Contour Geometric Type | ContourGeometricType | CS | 1
(3006,0044) | Contour Slab Thickness | ContourSlabThickness | DS | 1
(3006,0045) | Contour Offset Vector | ContourOffsetVector | DS | 3
(3006,0046) | Number of Contour Points | NumberOfContourPoints | IS | 1
(3006,0048) | Contour Number | ContourNumber | IS | 1
(3006,0049) | Attached Contours | AttachedContours | IS | 1-n
(3006,0050) | Contour Data | ContourData | DS | 3-3n
(3006,0080) | RT ROI Observations Sequence | RTROIObservationsSequence | SQ | 1
(3006,0082) | Observation Number | ObservationNumber | IS | 1
(3006,0084) | Referenced ROI Number | ReferencedROINumber | IS | 1
(3006,0085) | ROI Observation Label | ROIObservationLabel | SH | 1
(3006,0086) | RT ROI Identification Code Sequence | RTROIIdentificationCodeSequence | SQ | 1
(3006,0088) | ROI Observation Description | ROIObservationDescription | ST | 1
(3006,00A0) | Related RT ROI Observations Sequence | RelatedRTROIObservationsSequence | SQ | 1
(3006,00A4) | RT ROI Interpreted Type | RTROIInterpretedType | CS | 1
(3006,00A6) | ROI Interpreter | ROIInterpreter | PN | 1
(3006,00B0) | ROI Physical Properties Sequence | ROIPhysicalPropertiesSequence | SQ | 1
(3006,00B2) | ROI Physical Property | ROIPhysicalProperty | CS | 1
(3006,00B4) | ROI Physical Property Value | ROIPhysicalPropertyValue | DS | 1
(3006,00B6) | ROI Elemental Composition Sequence | ROIElementalCompositionSequence | SQ | 1
(3006,00B7) | ROI Elemental Composition Atomic Number | ROIElementalCompositionAtomicNumber | US | 1
(3006,00B8) | ROI Elemental Composition Atomic Mass Fraction | ROIElementalCompositionAtomicMassFraction | FL | 1
(3006,00C0) | Frame of Reference Relationship Sequence | FrameOfReferenceRelationshipSequence | SQ | 1
(3006,00C2) | Related Frame of Reference UID | RelatedFrameOfReferenceUID | UI | 1
(3006,00C4) | Frame of Reference Transformation Type | FrameOfReferenceTransformationType | CS | 1
(3006,00C6) | Frame of Reference Transformation Matrix | FrameOfReferenceTransformationMatrix | DS | 16
(3006,00C8) | Frame of Reference Transformation Comment | FrameOfReferenceTransformationComment | LO | 1
(3008,0010) | Measured Dose Reference Sequence | MeasuredDoseReferenceSequence | SQ | 1
(3008,0012) | Measured Dose Description | MeasuredDoseDescription | ST | 1
(3008,0014) | Measured Dose Type | MeasuredDoseType | CS | 1
(3008,0016) | Measured Dose Value | MeasuredDoseValue | DS | 1
(3008,0020) | Treatment Session Beam Sequence | TreatmentSessionBeamSequence | SQ | 1
(3008,0021) | Treatment Session Ion Beam Sequence | TreatmentSessionIonBeamSequence | SQ | 1
(3008,0022) | Current Fraction Number | CurrentFractionNumber | IS | 1
(3008,0024) | Treatment Control Point Date | TreatmentControlPointDate | DA | 1
(3008,0025) | Treatment Control Point Time | TreatmentControlPointTime | TM | 1
(3008,002A) | Treatment Termination Status | TreatmentTerminationStatus | CS | 1
(3008,002B) | Treatment Termination Code | TreatmentTerminationCode | SH | 1
(3008,002C) | Treatment Verification Status | TreatmentVerificationStatus | CS | 1
(3008,0030) | Referenced Treatment Record Sequence | ReferencedTreatmentRecordSequence | SQ | 1
(3008,0032) | Specified Primary Meterset | SpecifiedPrimaryMeterset | DS | 1
(3008,0033) | Specified Secondary Meterset | SpecifiedSecondaryMeterset | DS | 1
(3008,0036) | Delivered Primary Meterset | DeliveredPrimaryMeterset | DS | 1
(3008,0037) | Delivered Secondary Meterset | DeliveredSecondaryMeterset | DS | 1
(3008,003A) | Specified Treatment Time | SpecifiedTreatmentTime | DS | 1
(3008,003B) | Delivered Treatment Time | DeliveredTreatmentTime | DS | 1
(3008,0040) | Control Point Delivery Sequence | ControlPointDeliverySequence | SQ | 1
(3008,0041) | Ion Control Point Delivery Sequence | IonControlPointDeliverySequence | SQ | 1
(3008,0042) | Specified Meterset | SpecifiedMeterset | DS | 1
(3008,0044) | Delivered Meterset | DeliveredMeterset | DS | 1
(3008,0045) | Meterset Rate Set | MetersetRateSet | FL | 1
(3008,0046) | Meterset Rate Delivered | MetersetRateDelivered | FL | 1
(3008,0047) | Scan Spot Metersets Delivered | ScanSpotMetersetsDelivered | FL | 1-n
(3008,0048) | Dose Rate Delivered | DoseRateDelivered | DS | 1
(3008,0050) | Treatment Summary Calculated Dose Reference Sequence | TreatmentSummaryCalculatedDoseReferenceSequence | SQ | 1
(3008,0052) | Cumulative Dose to Dose Reference | CumulativeDoseToDoseReference | DS | 1
(3008,0054) | First Treatment Date | FirstTreatmentDate | DA | 1
(3008,0056) | Most Recent Treatment Date | MostRecentTreatmentDate | DA | 1
(3008,005A) | Number of Fractions Delivered | NumberOfFractionsDelivered | IS | 1
(3008,0060) | Override Sequence | OverrideSequence | SQ | 1
(3008,0061) | Parameter Sequence Pointer | ParameterSequencePointer | AT | 1
(3008,0062) | Override Parameter Pointer | OverrideParameterPointer | AT | 1
(3008,0063) | Parameter Item Index | ParameterItemIndex | IS | 1
(3008,0064) | Measured Dose Reference Number | MeasuredDoseReferenceNumber | IS | 1
(3008,0065) | Parameter Pointer | ParameterPointer | AT | 1
(3008,0066) | Override Reason | OverrideReason | ST | 1
(3008,0068) | Corrected Parameter Sequence | CorrectedParameterSequence | SQ | 1
(3008,006A) | Correction Value | CorrectionValue | FL | 1
(3008,0070) | Calculated Dose Reference Sequence | CalculatedDoseReferenceSequence | SQ | 1
(3008,0072) | Calculated Dose Reference Number | CalculatedDoseReferenceNumber | IS | 1
(3008,0074) | Calculated Dose Reference Description | CalculatedDoseReferenceDescription | ST | 1
(3008,0076) | Calculated Dose Reference Dose Value | CalculatedDoseReferenceDoseValue | DS | 1
(3008,0078) | Start Meterset | StartMeterset | DS | 1
(3008,007A) | End Meterset | EndMeterset | DS | 1
(3008,0080) | Referenced Measured Dose Reference Sequence | ReferencedMeasuredDoseReferenceSequence | SQ | 1
(3008,0082) | Referenced Measured Dose Reference Number | ReferencedMeasuredDoseReferenceNumber | IS | 1
(3008,0090) | Referenced Calculated Dose Reference Sequence | ReferencedCalculatedDoseReferenceSequence | SQ | 1
(3008,0092) | Referenced Calculated Dose Reference Number | ReferencedCalculatedDoseReferenceNumber | IS | 1
(3008,00A0) | Beam Limiting Device Leaf Pairs Sequence | BeamLimitingDeviceLeafPairsSequence | SQ | 1
(3008,00B0) | Recorded Wedge Sequence | RecordedWedgeSequence | SQ | 1
(3008,00C0) | Recorded Compensator Sequence | RecordedCompensatorSequence | SQ | 1
(3008,00D0) | Recorded Block Sequence | RecordedBlockSequence | SQ | 1
(3008,00E0) | Treatment Summary Measured Dose Reference Sequence | TreatmentSummaryMeasuredDoseReferenceSequence | SQ | 1
(3008,00F0) | Recorded Snout Sequence | RecordedSnoutSequence | SQ | 1
(3008,00F2) | Recorded Range Shifter Sequence | RecordedRangeShifterSequence | SQ | 1
(3008,00F4) | Recorded Lateral Spreading Device Sequence | RecordedLateralSpreadingDeviceSequence | SQ | 1
(3008,00F6) | Recorded Range Modulator Sequence | RecordedRangeModulatorSequence | SQ | 1
(3008,0100) | Recorded Source Sequence | RecordedSourceSequence | SQ | 1
(3008,0105) | Source Serial Number | SourceSerialNumber | LO | 1
(3008,0110) | Treatment Session Application Setup Sequence | TreatmentSessionApplicationSetupSequence | SQ | 1
(3008,0116) | Application Setup Check | ApplicationSetupCheck | CS | 1
(3008,0120) | Recorded Brachy Accessory Device Sequence | RecordedBrachyAccessoryDeviceSequence | SQ | 1
(3008,0122) | Referenced Brachy Accessory Device Number | ReferencedBrachyAccessoryDeviceNumber | IS | 1
(3008,0130) | Recorded Channel Sequence | RecordedChannelSequence | SQ | 1
(3008,0132) | Specified Channel Total Time | SpecifiedChannelTotalTime | DS | 1
(3008,0134) | Delivered Channel Total Time | DeliveredChannelTotalTime | DS | 1
(3008,0136) | Specified Number of Pulses | SpecifiedNumberOfPulses | IS | 1
(3008,0138) | Delivered Number of Pulses | DeliveredNumberOfPulses | IS | 1
(3008,013A) | Specified Pulse Repetition Interval | SpecifiedPulseRepetitionInterval | DS | 1
(3008,013C) | Delivered Pulse Repetition Interval | DeliveredPulseRepetitionInterval | DS | 1
(3008,0140) | Recorded Source Applicator Sequence | RecordedSourceApplicatorSequence | SQ | 1
(3008,0142) | Referenced Source Applicator Number | ReferencedSourceApplicatorNumber | IS | 1
(3008,0150) | Recorded Channel Shield Sequence | RecordedChannelShieldSequence | SQ | 1
(3008,0152) | Referenced Channel Shield Number | ReferencedChannelShieldNumber | IS | 1
(3008,0160) | Brachy Control Point Delivered Sequence | BrachyControlPointDeliveredSequence | SQ | 1
(3008,0162) | Safe Position Exit Date | SafePositionExitDate | DA | 1
(3008,0164) | Safe Position Exit Time | SafePositionExitTime | TM | 1
(3008,0166) | Safe Position Return Date | SafePositionReturnDate | DA | 1
(3008,0168) | Safe Position Return Time | SafePositionReturnTime | TM | 1
(3008,0200) | Current Treatment Status | CurrentTreatmentStatus | CS | 1
(3008,0202) | Treatment Status Comment | TreatmentStatusComment | ST | 1
(3008,0220) | Fraction Group Summary Sequence | FractionGroupSummarySequence | SQ | 1
(3008,0223) | Referenced Fraction Number | ReferencedFractionNumber | IS | 1
(3008,0224) | Fraction Group Type | FractionGroupType | CS | 1
(3008,0230) | Beam Stopper Position | BeamStopperPosition | CS | 1
(3008,0240) | Fraction Status Summary Sequence | FractionStatusSummarySequence | SQ | 1
(3008,0250) | Treatment Date | TreatmentDate | DA | 1
(3008,0251) | Treatment Time | TreatmentTime | TM | 1
(300A,0002) | RT Plan Label | RTPlanLabel | SH | 1
(300A,0003) | RT Plan Name | RTPlanName | LO | 1
(300A,0004) | RT Plan Description | RTPlanDescription | ST | 1
(300A,0006) | RT Plan Date | RTPlanDate | DA | 1
(300A,0007) | RT Plan Time | RTPlanTime | TM | 1
(300A,0009) | Treatment Protocols | TreatmentProtocols | LO | 1-n
(300A,000A) | Plan Intent | PlanIntent | CS | 1
(300A,000B) | Treatment Sites | TreatmentSites | LO | 1-n
(300A,000C) | RT Plan Geometry | RTPlanGeometry | CS | 1
(300A,000E) | Prescription Description | PrescriptionDescription | ST | 1
(300A,0010) | Dose Reference Sequence | DoseReferenceSequence | SQ | 1
(300A,0012) | Dose Reference Number | DoseReferenceNumber | IS | 1
(300A,0013) | Dose Reference UID | DoseReferenceUID | UI | 1
(300A,0014) | Dose Reference Structure Type | DoseReferenceStructureType | CS | 1
(300A,0015) | Nominal Beam Energy Unit | NominalBeamEnergyUnit | CS | 1
(300A,0016) | Dose Reference Description | DoseReferenceDescription | LO | 1
(300A,0018) | Dose Reference Point Coordinates | DoseReferencePointCoordinates | DS | 3
(300A,001A) | Nominal Prior Dose | NominalPriorDose | DS | 1
(300A,0020) | Dose Reference Type | DoseReferenceType | CS | 1
(300A,0021) | Constraint Weight | ConstraintWeight | DS | 1
(300A,0022) | Delivery Warning Dose | DeliveryWarningDose | DS | 1
(300A,0023) | Delivery Maximum Dose | DeliveryMaximumDose | DS | 1
(300A,0025) | Target Minimum Dose | TargetMinimumDose | DS | 1
(300A,0026) | Target Prescription Dose | TargetPrescriptionDose | DS | 1
(300A,0027) | Target Maximum Dose | TargetMaximumDose | DS | 1
(300A,0028) | Target Underdose Volume Fraction | TargetUnderdoseVolumeFraction | DS | 1
(300A,002A) | Organ at Risk Full-volume Dose | OrganAtRiskFullVolumeDose | DS | 1
(300A,002B) | Organ at Risk Limit Dose | OrganAtRiskLimitDose | DS | 1
(300A,002C) | Organ at Risk Maximum Dose | OrganAtRiskMaximumDose | DS | 1
(300A,002D) | Organ at Risk Overdose Volume Fraction | OrganAtRiskOverdoseVolumeFraction | DS | 1
(300A,0040) | Tolerance Table Sequence | ToleranceTableSequence | SQ | 1
(300A,0042) | Tolerance Table Number | ToleranceTableNumber | IS | 1
(300A,0043) | Tolerance Table Label | ToleranceTableLabel | SH | 1
(300A,0044) | Gantry Angle Tolerance | GantryAngleTolerance | DS | 1
(300A,0046) | Beam Limiting Device Angle Tolerance | BeamLimitingDeviceAngleTolerance | DS | 1
(300A,0048) | Beam Limiting Device Tolerance Sequence | BeamLimitingDeviceToleranceSequence | SQ | 1
(300A,004A) | Beam Limiting Device Position Tolerance | BeamLimitingDevicePositionTolerance | DS | 1
(300A,004B) | Snout Position Tolerance | SnoutPositionTolerance | FL | 1
(300A,004C) | Patient Support Angle Tolerance | PatientSupportAngleTolerance | DS | 1
(300A,004E) | Table Top Eccentric Angle Tolerance | TableTopEccentricAngleTolerance | DS | 1
(300A,004F) | Table Top Pitch Angle Tolerance | TableTopPitchAngleTolerance | FL | 1
(300A,0050) | Table Top Roll Angle Tolerance | TableTopRollAngleTolerance | FL | 1
(300A,0051) | Table Top Vertical Position Tolerance | TableTopVerticalPositionTolerance | DS | 1
(300A,0052) | Table Top Longitudinal Position Tolerance | TableTopLongitudinalPositionTolerance | DS | 1
(300A,0053) | Table Top Lateral Position Tolerance | TableTopLateralPositionTolerance | DS | 1
(300A,0055) | RT Plan Relationship | RTPlanRelationship | CS | 1
(300A,0070) | Fraction Group Sequence | FractionGroupSequence | SQ | 1
(300A,0071) | Fraction Group Number | FractionGroupNumber | IS | 1
(300A,0072) | Fraction Group Description | FractionGroupDescription | LO | 1
(300A,0078) | Number of Fractions Planned | NumberOfFractionsPlanned | IS | 1
(300A,0079) | Number of Fraction Pattern Digits Per Day | NumberOfFractionPatternDigitsPerDay | IS | 1
(300A,007A) | Repeat Fraction Cycle Length | RepeatFractionCycleLength | IS | 1
(300A,007B) | Fraction Pattern | FractionPattern | LT | 1
(300A,0080) | Number of Beams | NumberOfBeams | IS | 1
(300A,0082) | Beam Dose Specification Point | BeamDoseSpecificationPoint | DS | 3
(300A,0084) | Beam Dose | BeamDose | DS | 1
(300A,0086) | Beam Meterset | BeamMeterset | DS | 1
(300A,0088) | Beam Dose Point Depth | BeamDosePointDepth | FL | 1
(300A,0089) | Beam Dose Point Equivalent Depth | BeamDosePointEquivalentDepth | FL | 1
(300A,008A) | Beam Dose Point SSD | BeamDosePointSSD | FL | 1
(300A,00A0) | Number of Brachy Application Setups | NumberOfBrachyApplicationSetups | IS | 1
(300A,00A2) | Brachy Application Setup Dose Specification Point | BrachyApplicationSetupDoseSpecificationPoint | DS | 3
(300A,00A4) | Brachy Application Setup Dose | BrachyApplicationSetupDose | DS | 1
(300A,00B0) | Beam Sequence | BeamSequence | SQ | 1
(300A,00B2) | Treatment Machine Name | TreatmentMachineName | SH | 1
(300A,00B3) | Primary Dosimeter Unit | PrimaryDosimeterUnit | CS | 1
(300A,00B4) | Source-Axis Distance | SourceAxisDistance | DS | 1
(300A,00B6) | Beam Limiting Device Sequence | BeamLimitingDeviceSequence | SQ | 1
(300A,00B8) | RT Beam Limiting Device Type | RTBeamLimitingDeviceType | CS | 1
(300A,00BA) | Source to Beam Limiting Device Distance | SourceToBeamLimitingDeviceDistance | DS | 1
(300A,00BB) | Isocenter to Beam Limiting Device Distance | IsocenterToBeamLimitingDeviceDistance | FL | 1
(300A,00BC) | Number of Leaf/Jaw Pairs | NumberOfLeafJawPairs | IS | 1
(300A,00BE) | Leaf Position Boundaries | LeafPositionBoundaries | DS | 3-n
(300A,00C0) | Beam Number | BeamNumber | IS | 1
(300A,00C2) | Beam Name | BeamName | LO | 1
(300A,00C3) | Beam Description | BeamDescription | ST | 1
(300A,00C4) | Beam Type | BeamType | CS | 1
(300A,00C6) | Radiation Type | RadiationType | CS | 1
(300A,00C7) | High-Dose Technique Type | HighDoseTechniqueType | CS | 1
(300A,00C8) | Reference Image Number | ReferenceImageNumber | IS | 1
(300A,00CA) | Planned Verification Image Sequence | PlannedVerificationImageSequence | SQ | 1
(300A,00CC) | Imaging Device-Specific Acquisition Parameters | ImagingDeviceSpecificAcquisitionParameters | LO | 1-n
(300A,00CE) | Treatment Delivery Type | TreatmentDeliveryType | CS | 1
(300A,00D0) | Number of Wedges | NumberOfWedges | IS | 1
(300A,00D1) | Wedge Sequence | WedgeSequence | SQ | 1
(300A,00D2) | Wedge Number | WedgeNumber | IS | 1
(300A,00D3) | Wedge Type | WedgeType | CS | 1
(300A,00D4) | Wedge ID | WedgeID | SH | 1
(300A,00D5) | Wedge Angle | WedgeAngle | IS | 1
(300A,00D6) | Wedge Factor | WedgeFactor | DS | 1
(300A,00D7) | Total Wedge Tray Water-Equivalent Thickness | TotalWedgeTrayWaterEquivalentThickness | FL | 1
(300A,00D8) | Wedge Orientation | WedgeOrientation | DS | 1
(300A,00D9) | Isocenter to Wedge Tray Distance | IsocenterToWedgeTrayDistance | FL | 1
(300A,00DA) | Source to Wedge Tray Distance | SourceToWedgeTrayDistance | DS | 1
(300A,00DB) | Wedge Thin Edge Position | WedgeThinEdgePosition | FL | 1
(300A,00DC) | Bolus ID | BolusID | SH | 1
(300A,00DD) | Bolus Description | BolusDescription | ST | 1
(300A,00E0) | Number of Compensators | NumberOfCompensators | IS | 1
(300A,00E1) | Material ID | MaterialID | SH | 1
(300A,00E2) | Total Compensator Tray Factor | TotalCompensatorTrayFactor | DS | 1
(300A,00E3) | Compensator Sequence | CompensatorSequence | SQ | 1
(300A,00E4) | Compensator Number | CompensatorNumber | IS | 1
(300A,00E5) | Compensator ID | CompensatorID | SH | 1
(300A,00E6) | Source to Compensator Tray Distance | SourceToCompensatorTrayDistance | DS | 1
(300A,00E7) | Compensator Rows | CompensatorRows | IS | 1
(300A,00E8) | Compensator Columns | CompensatorColumns | IS | 1
(300A,00E9) | Compensator Pixel Spacing | CompensatorPixelSpacing | DS | 2
(300A,00EA) | Compensator Position | CompensatorPosition | DS | 2
(300A,00EB) | Compensator Transmission Data | CompensatorTransmissionData | DS | 1-n
(300A,00EC) | Compensator Thickness Data | CompensatorThicknessData | DS | 1-n
(300A,00ED) | Number of Boli | NumberOfBoli | IS | 1
(300A,00EE) | Compensator Type | CompensatorType | CS | 1
(300A,00F0) | Number of Blocks | NumberOfBlocks | IS | 1
(300A,00F2) | Total Block Tray Factor | TotalBlockTrayFactor | DS | 1
(300A,00F3) | Total Block Tray Water-Equivalent Thickness | TotalBlockTrayWaterEquivalentThickness | FL | 1
(300A,00F4) | Block Sequence | BlockSequence | SQ | 1
(300A,00F5) | Block Tray ID | BlockTrayID | SH | 1
(300A,00F6) | Source to Block Tray Distance | SourceToBlockTrayDistance | DS | 1
(300A,00F7) | Isocenter to Block Tray Distance | IsocenterToBlockTrayDistance | FL | 1
(300A,00F8) | Block Type | BlockType | CS | 1
(300A,00F9) | Accessory Code | AccessoryCode | LO | 1
(300A,00FA) | Block Divergence | BlockDivergence | CS | 1
(300A,00FB) | Block Mounting Position | BlockMountingPosition | CS | 1
(300A,00FC) | Block Number | BlockNumber | IS | 1
(300A,00FE) | Block Name | BlockName | LO | 1
(300A,0100) | Block Thickness | BlockThickness | DS | 1
(300A,0102) | Block Transmission | BlockTransmission | DS | 1
(300A,0104) | Block Number of Points | BlockNumberOfPoints | IS | 1
(300A,0106) | Block Data | BlockData | DS | 2-2n
(300A,0107) | Applicator Sequence | ApplicatorSequence | SQ | 1
(300A,0108) | Applicator ID | ApplicatorID | SH | 1
(300A,0109) | Applicator Type | ApplicatorType | CS | 1
(300A,010A) | Applicator Description | ApplicatorDescription | LO | 1
(300A,010C) | Cumulative Dose Reference Coefficient | CumulativeDoseReferenceCoefficient | DS | 1
(300A,010E) | Final Cumulative Meterset Weight | FinalCumulativeMetersetWeight | DS | 1
(300A,0110) | Number of Control Points | NumberOfControlPoints | IS | 1
(300A,0111) | Control Point Sequence | ControlPointSequence | SQ | 1
(300A,0112) | Control Point Index | ControlPointIndex | IS | 1
(300A,0114) | Nominal Beam Energy | NominalBeamEnergy | DS | 1
(300A,0115) | Dose Rate Set | DoseRateSet | DS | 1
(300A,0116) | Wedge Position Sequence | WedgePositionSequence | SQ | 1
(300A,0118) | Wedge Position | WedgePosition | CS | 1
(300A,011A) | Beam Limiting Device Position Sequence | BeamLimitingDevicePositionSequence | SQ | 1
(300A,011C) | Leaf/Jaw Positions | LeafJawPositions | DS | 2-2n
(300A,011E) | Gantry Angle | GantryAngle | DS | 1
(300A,011F) | Gantry Rotation Direction | GantryRotationDirection | CS | 1
(300A,0120) | Beam Limiting Device Angle | BeamLimitingDeviceAngle | DS | 1
(300A,0121) | Beam Limiting Device Rotation Direction | BeamLimitingDeviceRotationDirection | CS | 1
(300A,0122) | Patient Support Angle | PatientSupportAngle | DS | 1
(300A,0123) | Patient Support Rotation Direction | PatientSupportRotationDirection | CS | 1
(300A,0124) | Table Top Eccentric Axis Distance | TableTopEccentricAxisDistance | DS | 1
(300A,0125) | Table Top Eccentric Angle | TableTopEccentricAngle | DS | 1
(300A,0126) | Table Top Eccentric Rotation Direction | TableTopEccentricRotationDirection | CS | 1
(300A,0128) | Table Top Vertical Position | TableTopVerticalPosition | DS | 1
(300A,0129) | Table Top Longitudinal Position | TableTopLongitudinalPosition | DS | 1
(300A,012A) | Table Top Lateral Position | TableTopLateralPosition | DS | 1
(300A,012C) | Isocenter Position | IsocenterPosition | DS | 3
(300A,012E) | Surface Entry Point | SurfaceEntryPoint | DS | 3
(300A,0130) | Source to Surface Distance | SourceToSurfaceDistance | DS | 1
(300A,0134) | Cumulative Meterset Weight | CumulativeMetersetWeight | DS | 1
(300A,0140) | Table Top Pitch Angle | TableTopPitchAngle | FL | 1
(300A,0142) | Table Top Pitch Rotation Direction | TableTopPitchRotationDirection | CS | 1
(300A,0144) | Table Top Roll Angle | TableTopRollAngle | FL | 1
(300A,0146) | Table Top Roll Rotation Direction | TableTopRollRotationDirection | CS | 1
(300A,0148) | Head Fixation Angle | HeadFixationAngle | FL | 1
(300A,014A) | Gantry Pitch Angle | GantryPitchAngle | FL | 1
(300A,014C) | Gantry Pitch Rotation Direction | GantryPitchRotationDirection | CS | 1
(300A,014E) | Gantry Pitch Angle Tolerance | GantryPitchAngleTolerance | FL | 1
(300A,0180) | Patient Setup Sequence | PatientSetupSequence | SQ | 1
(300A,0182) | Patient Setup Number | PatientSetupNumber | IS | 1
(300A,0183) | Patient Setup Label | PatientSetupLabel | LO | 1
(300A,0184) | Patient Additional Position | PatientAdditionalPosition | LO | 1
(300A,0190) | Fixation Device Sequence | FixationDeviceSequence | SQ | 1
(300A,0192) | Fixation Device Type | FixationDeviceType | CS | 1
(300A,0194) | Fixation Device Label | FixationDeviceLabel | SH | 1
(300A,0196) | Fixation Device Description | FixationDeviceDescription | ST | 1
(300A,0198) | Fixation Device Position | FixationDevicePosition | SH | 1
(300A,0199) | Fixation Device Pitch Angle | FixationDevicePitchAngle | FL | 1
(300A,019A) | Fixation Device Roll Angle | FixationDeviceRollAngle | FL | 1
(300A,01A0) | Shielding Device Sequence | ShieldingDeviceSequence | SQ | 1
(300A,01A2) | Shielding Device Type | ShieldingDeviceType | CS | 1
(300A,01A4) | Shielding Device Label | ShieldingDeviceLabel | SH | 1
(300A,01A6) | Shielding Device Description | ShieldingDeviceDescription | ST | 1
(300A,01A8) | Shielding Device Position | ShieldingDevicePosition | SH | 1
(300A,01B0) | Setup Technique | SetupTechnique | CS | 1
(300A,01B2) | Setup Technique Description | SetupTechniqueDescription | ST | 1
(300A,01B4) | Setup Device Sequence | SetupDeviceSequence | SQ | 1
(300A,01B6) | Setup Device Type | SetupDeviceType | CS | 1
(300A,01B8) | Setup Device Label | SetupDeviceLabel | SH | 1
(300A,01BA) | Setup Device Description | SetupDeviceDescription | ST | 1
(300A,01BC) | Setup Device Parameter | SetupDeviceParameter | DS | 1
(300A,01D0) | Setup Reference Description | SetupReferenceDescription | ST | 1
(300A,01D2) | Table Top Vertical Setup Displacement | TableTopVerticalSetupDisplacement | DS | 1
(300A,01D4) | Table Top Longitudinal Setup Displacement | TableTopLongitudinalSetupDisplacement | DS | 1
(300A,01D6) | Table Top Lateral Setup Displacement | TableTopLateralSetupDisplacement | DS | 1
(300A,0200) | Brachy Treatment Technique | BrachyTreatmentTechnique | CS | 1
(300A,0202) | Brachy Treatment Type | BrachyTreatmentType | CS | 1
(300A,0206) | Treatment Machine Sequence | TreatmentMachineSequence | SQ | 1
(300A,0210) | Source Sequence | SourceSequence | SQ | 1
(300A,0212) | Source Number | SourceNumber | IS | 1
(300A,0214) | Source Type | SourceType | CS | 1
(300A,0216) | Source Manufacturer | SourceManufacturer | LO | 1
(300A,0218) | Active Source Diameter | ActiveSourceDiameter | DS | 1
(300A,021A) | Active Source Length | ActiveSourceLength | DS | 1
(300A,0222) | Source Encapsulation Nominal Thickness | SourceEncapsulationNominalThickness | DS | 1
(300A,0224) | Source Encapsulation Nominal Transmission | SourceEncapsulationNominalTransmission | DS | 1
(300A,0226) | Source Isotope Name | SourceIsotopeName | LO | 1
(300A,0228) | Source Isotope Half Life | SourceIsotopeHalfLife | DS | 1
(300A,0229) | Source Strength Units | SourceStrengthUnits | CS | 1
(300A,022A) | Reference Air Kerma Rate | ReferenceAirKermaRate | DS | 1
(300A,022B) | Source Strength | SourceStrength | DS | 1
(300A,022C) | Source Strength Reference Date | SourceStrengthReferenceDate | DA | 1
(300A,022E) | Source Strength Reference Time | SourceStrengthReferenceTime | TM | 1
(300A,0230) | Application Setup Sequence | ApplicationSetupSequence | SQ | 1
(300A,0232) | Application Setup Type | ApplicationSetupType | CS | 1
(300A,0234) | Application Setup Number | ApplicationSetupNumber | IS | 1
(300A,0236) | Application Setup Name | ApplicationSetupName | LO | 1
(300A,0238) | Application Setup Manufacturer | ApplicationSetupManufacturer | LO | 1
(300A,0240) | Template Number | TemplateNumber | IS | 1
(300A,0242) | Template Type | TemplateType | SH | 1
(300A,0244) | Template Name | TemplateName | LO | 1
(300A,0250) | Total Reference Air Kerma | TotalReferenceAirKerma | DS | 1
(300A,0260) | Brachy Accessory Device Sequence | BrachyAccessoryDeviceSequence | SQ | 1
(300A,0262) | Brachy Accessory Device Number | BrachyAccessoryDeviceNumber | IS | 1
(300A,0263) | Brachy Accessory Device ID | BrachyAccessoryDeviceID | SH | 1
(300A,0264) | Brachy Accessory Device Type | BrachyAccessoryDeviceType | CS | 1
(300A,0266) | Brachy Accessory Device Name | BrachyAccessoryDeviceName | LO | 1
(300A,026A) | Brachy Accessory Device Nominal Thickness | BrachyAccessoryDeviceNominalThickness | DS | 1
(300A,026C) | Brachy Accessory Device Nominal Transmission | BrachyAccessoryDeviceNominalTransmission | DS | 1
(300A,0280) | Channel Sequence | ChannelSequence | SQ | 1
(300A,0282) | Channel Number | ChannelNumber | IS | 1
(300A,0284) | Channel Length | ChannelLength | DS | 1
(300A,0286) | Channel Total Time | ChannelTotalTime | DS | 1
(300A,0288) | Source Movement Type | SourceMovementType | CS | 1
(300A,028A) | Number of Pulses | NumberOfPulses | IS | 1
(300A,028C) | Pulse Repetition Interval | PulseRepetitionInterval | DS | 1
(300A,0290) | Source Applicator Number | SourceApplicatorNumber | IS | 1
(300A,0291) | Source Applicator ID | SourceApplicatorID | SH | 1
(300A,0292) | Source Applicator Type | SourceApplicatorType | CS | 1
(300A,0294) | Source Applicator Name | SourceApplicatorName | LO | 1
(300A,0296) | Source Applicator Length | SourceApplicatorLength | DS | 1
(300A,0298) | Source Applicator Manufacturer | SourceApplicatorManufacturer | LO | 1
(300A,029C) | Source Applicator Wall Nominal Thickness | SourceApplicatorWallNominalThickness | DS | 1
(300A,029E) | Source Applicator Wall Nominal Transmission | SourceApplicatorWallNominalTransmission | DS | 1
(300A,02A0) | Source Applicator Step Size | SourceApplicatorStepSize | DS | 1
(300A,02A2) | Transfer Tube Number | TransferTubeNumber | IS | 1
(300A,02A4) | Transfer Tube Length | TransferTubeLength | DS | 1
(300A,02B0) | Channel Shield Sequence | ChannelShieldSequence | SQ | 1
(300A,02B2) | Channel Shield Number | ChannelShieldNumber | IS | 1
(300A,02B3) | Channel Shield ID | ChannelShieldID | SH | 1
(300A,02B4) | Channel Shield Name | ChannelShieldName | LO | 1
(300A,02B8) | Channel Shield Nominal Thickness | ChannelShieldNominalThickness | DS | 1
(300A,02BA) | Channel Shield Nominal Transmission | ChannelShieldNominalTransmission | DS | 1
(300A,02C8) | Final Cumulative Time Weight | FinalCumulativeTimeWeight | DS | 1
(300A,02D0) | Brachy Control Point Sequence | BrachyControlPointSequence | SQ | 1
(300A,02D2) | Control Point Relative Position | ControlPointRelativePosition | DS | 1
(300A,02D4) | Control Point 3D Position | ControlPoint3DPosition | DS | 3
(300A,02D6) | Cumulative Time Weight | CumulativeTimeWeight | DS | 1
(300A,02E0) | Compensator Divergence | CompensatorDivergence | CS | 1
(300A,02E1) | Compensator Mounting Position | CompensatorMountingPosition | CS | 1
(300A,02E2) | Source to Compensator Distance | SourceToCompensatorDistance | DS | 1-n
(300A,02E3) | Total Compensator Tray Water-Equivalent Thickness | TotalCompensatorTrayWaterEquivalentThickness | FL | 1
(300A,02E4) | Isocenter to Compensator Tray Distance | IsocenterToCompensatorTrayDistance | FL | 1
(300A,02E5) | Compensator Column Offset | CompensatorColumnOffset | FL | 1
(300A,02E6) | Isocenter to Compensator Distances | IsocenterToCompensatorDistances | FL | 1-n
(300A,02E7) | Compensator Relative Stopping Power Ratio | CompensatorRelativeStoppingPowerRatio | FL | 1
(300A,02E8) | Compensator Milling Tool Diameter | CompensatorMillingToolDiameter | FL | 1
(300A,02EA) | Ion Range Compensator Sequence | IonRangeCompensatorSequence | SQ | 1
(300A,02EB) | Compensator Description | CompensatorDescription | LT | 1
(300A,0302) | Radiation Mass Number | RadiationMassNumber | IS | 1
(300A,0304) | Radiation Atomic Number | RadiationAtomicNumber | IS | 1
(300A,0306) | Radiation Charge State | RadiationChargeState | SS | 1
(300A,0308) | Scan Mode | ScanMode | CS | 1
(300A,030A) | Virtual Source-Axis Distances | VirtualSourceAxisDistances | FL | 2
(300A,030C) | Snout Sequence | SnoutSequence | SQ | 1
(300A,030D) | Snout Position | SnoutPosition | FL | 1
(300A,030F) | Snout ID | SnoutID | SH | 1
(300A,0312) | Number of Range Shifters | NumberOfRangeShifters | IS | 1
(300A,0314) | Range Shifter Sequence | RangeShifterSequence | SQ | 1
(300A,0316) | Range Shifter Number | RangeShifterNumber | IS | 1
(300A,0318) | Range Shifter ID | RangeShifterID | SH | 1
(300A,0320) | Range Shifter Type | RangeShifterType | CS | 1
(300A,0322) | Range Shifter Description | RangeShifterDescription | LO | 1
(300A,0330) | Number of Lateral Spreading Devices | NumberOfLateralSpreadingDevices | IS | 1
(300A,0332) | Lateral Spreading Device Sequence | LateralSpreadingDeviceSequence | SQ | 1
(300A,0334) | Lateral Spreading Device Number | LateralSpreadingDeviceNumber | IS | 1
(300A,0336) | Lateral Spreading Device ID | LateralSpreadingDeviceID | SH | 1
(300A,0338) | Lateral Spreading Device Type | LateralSpreadingDeviceType | CS | 1
(300A,033A) | Lateral Spreading Device Description | LateralSpreadingDeviceDescription | LO | 1
(300A,033C) | Lateral Spreading Device Water Equivalent Thickness | LateralSpreadingDeviceWaterEquivalentThickness | FL | 1
(300A,0340) | Number of Range Modulators | NumberOfRangeModulators | IS | 1
(300A,0342) | Range Modulator Sequence | RangeModulatorSequence | SQ | 1
(300A,0344) | Range Modulator Number | RangeModulatorNumber | IS | 1
(300A,0346) | Range Modulator ID | RangeModulatorID | SH | 1
(300A,0348) | Range Modulator Type | RangeModulatorType | CS | 1
(300A,034A) | Range Modulator Description | RangeModulatorDescription | LO | 1
(300A,034C) | Beam Current Modulation ID | BeamCurrentModulationID | SH | 1
(300A,0350) | Patient Support Type | PatientSupportType | CS | 1
(300A,0352) | Patient Support ID | PatientSupportID | SH | 1
(300A,0354) | Patient Support Accessory Code | PatientSupportAccessoryCode | LO | 1
(300A,0356) | Fixation Light Azimuthal Angle | FixationLightAzimuthalAngle | FL | 1
(300A,0358) | Fixation Light Polar Angle | FixationLightPolarAngle | FL | 1
(300A,035A) | Meterset Rate | MetersetRate | FL | 1
(300A,0360) | Range Shifter Settings Sequence | RangeShifterSettingsSequence | SQ | 1
(300A,0362) | Range Shifter Setting | RangeShifterSetting | LO | 1
(300A,0364) | Isocenter to Range Shifter Distance | IsocenterToRangeShifterDistance | FL | 1
(300A,0366) | Range Shifter Water Equivalent Thickness | RangeShifterWaterEquivalentThickness | FL | 1
(300A,0370) | Lateral Spreading Device Settings Sequence | LateralSpreadingDeviceSettingsSequence | SQ | 1
(300A,0372) | Lateral Spreading Device Setting | LateralSpreadingDeviceSetting | LO | 1
(300A,0374) | Isocenter to Lateral Spreading Device Distance | IsocenterToLateralSpreadingDeviceDistance | FL | 1
(300A,0380) | Range Modulator Settings Sequence | RangeModulatorSettingsSequence | SQ | 1
(300A,0382) | Range Modulator Gating Start Value | RangeModulatorGatingStartValue | FL | 1
(300A,0384) | Range Modulator Gating Stop Value | RangeModulatorGatingStopValue | FL | 1
(300A,0386) | Range Modulator Gating Start Water Equivalent Thickness | RangeModulatorGatingStartWaterEquivalentThickness | FL | 1
(300A,0388) | Range Modulator Gating Stop Water Equivalent Thickness | RangeModulatorGatingStopWaterEquivalentThickness | FL | 1
(300A,038A) | Isocenter to Range Modulator Distance | IsocenterToRangeModulatorDistance | FL | 1
(300A,0390) | Scan Spot Tune ID | ScanSpotTuneID | SH | 1
(300A,0392) | Number of Scan Spot Positions | NumberOfScanSpotPositions | IS | 1
(300A,0394) | Scan Spot Position Map | ScanSpotPositionMap | FL | 1-n
(300A,0396) | Scan Spot Meterset Weights | ScanSpotMetersetWeights | FL | 1-n
(300A,0398) | Scanning Spot Size | ScanningSpotSize | FL | 2
(300A,039A) | Number of Paintings | NumberOfPaintings | IS | 1
(300A,03A0) | Ion Tolerance Table Sequence | IonToleranceTableSequence | SQ | 1
(300A,03A2) | Ion Beam Sequence | IonBeamSequence | SQ | 1
(300A,03A4) | Ion Beam Limiting Device Sequence | IonBeamLimitingDeviceSequence | SQ | 1
(300A,03A6) | Ion Block Sequence | IonBlockSequence | SQ | 1
(300A,03A8) | Ion Control Point Sequence | IonControlPointSequence | SQ | 1
(300A,03AA) | Ion Wedge Sequence | IonWedgeSequence | SQ | 1
(300A,03AC) | Ion Wedge Position Sequence | IonWedgePositionSequence | SQ | 1
(300A,0401) | Referenced Setup Image Sequence | ReferencedSetupImageSequence | SQ | 1
(300A,0402) | Setup Image Comment | SetupImageComment | ST | 1
(300A,0410) | Motion Synchronization Sequence | MotionSynchronizationSequence | SQ | 1
(300A,0412) | Control Point Orientation | ControlPointOrientation | FL | 3
(300A,0420) | General Accessory Sequence | GeneralAccessorySequence | SQ | 1
(300A,0421) | General Accessory ID | GeneralAccessoryID | SH | 1
(300A,0422) | General Accessory Description | GeneralAccessoryDescription | ST | 1
(300A,0423) | General Accessory Type | GeneralAccessoryType | CS | 1
(300A,0424) | General Accessory Number | GeneralAccessoryNumber | IS | 1
(300C,0002) | Referenced RT Plan Sequence | ReferencedRTPlanSequence | SQ | 1
(300C,0004) | Referenced Beam Sequence | ReferencedBeamSequence | SQ | 1
(300C,0006) | Referenced Beam Number | ReferencedBeamNumber | IS | 1
(300C,0007) | Referenced Reference Image Number | ReferencedReferenceImageNumber | IS | 1
(300C,0008) | Start Cumulative Meterset Weight | StartCumulativeMetersetWeight | DS | 1
(300C,0009) | End Cumulative Meterset Weight | EndCumulativeMetersetWeight | DS | 1
(300C,000A) | Referenced Brachy Application Setup Sequence | ReferencedBrachyApplicationSetupSequence | SQ | 1
(300C,000C) | Referenced Brachy Application Setup Number | ReferencedBrachyApplicationSetupNumber | IS | 1
(300C,000E) | Referenced Source Number | ReferencedSourceNumber | IS | 1
(300C,0020) | Referenced Fraction Group Sequence | ReferencedFractionGroupSequence | SQ | 1
(300C,0022) | Referenced Fraction Group Number | ReferencedFractionGroupNumber | IS | 1
(300C,0040) | Referenced Verification Image Sequence | ReferencedVerificationImageSequence | SQ | 1
(300C,0042) | Referenced Reference Image Sequence | ReferencedReferenceImageSequence | SQ | 1
(300C,0050) | Referenced Dose Reference Sequence | ReferencedDoseReferenceSequence | SQ | 1
(300C,0051) | Referenced Dose Reference Number | ReferencedDoseReferenceNumber | IS | 1
(300C,0055) | Brachy Referenced Dose Reference Sequence | BrachyReferencedDoseReferenceSequence | SQ | 1
(300C,0060) | Referenced Structure Set Sequence | ReferencedStructureSetSequence | SQ | 1
(300C,006A) | Referenced Patient Setup Number | ReferencedPatientSetupNumber | IS | 1
(300C,0080) | Referenced Dose Sequence | ReferencedDoseSequence | SQ | 1
(300C,00A0) | Referenced Tolerance Table Number | ReferencedToleranceTableNumber | IS | 1
(300C,00B0) | Referenced Bolus Sequence | ReferencedBolusSequence | SQ | 1
(300C,00C0) | Referenced Wedge Number | ReferencedWedgeNumber | IS | 1
(300C,00D0) | Referenced Compensator Number | ReferencedCompensatorNumber | IS | 1
(300C,00E0) | Referenced Block Number | ReferencedBlockNumber | IS | 1
(300C,00F0) | Referenced Control Point Index | ReferencedControlPointIndex | IS | 1
(300C,00F2) | Referenced Control Point Sequence | ReferencedControlPointSequence | SQ | 1
(300C,00F4) | Referenced Start Control Point Index | ReferencedStartControlPointIndex | IS | 1
(300C,00F6) | Referenced Stop Control Point Index | ReferencedStopControlPointIndex | IS | 1
(300C,0100) | Referenced Range Shifter Number | ReferencedRangeShifterNumber | IS | 1
(300C,0102) | Referenced Lateral Spreading Device Number | ReferencedLateralSpreadingDeviceNumber | IS | 1
(300C,0104) | Referenced Range Modulator Number | ReferencedRangeModulatorNumber | IS | 1
(300E,0002) | Approval Status | ApprovalStatus | CS | 1
(300E,0004) | Review Date | ReviewDate | DA | 1
(300E,0005) | Review Time | ReviewTime | TM | 1
(300E,0008) | Reviewer Name | ReviewerName | PN | 1
(4000,0010) | Arbitrary | Arbitrary | LT | 1 | RET
(4000,4000) | Text Comments | TextComments | LT | 1 | RET
(4008,0040) | Results ID | ResultsID | SH | 1 | RET
(4008,0042) | Results ID Issuer | ResultsIDIssuer | LO | 1 | RET
(4008,0050) | Referenced Interpretation Sequence | ReferencedInterpretationSequence | SQ | 1 | RET
(4008,0100) | Interpretation Recorded Date | InterpretationRecordedDate | DA | 1 | RET
(4008,0101) | Interpretation Recorded Time | InterpretationRecordedTime | TM | 1 | RET
(4008,0102) | Interpretation Recorder | InterpretationRecorder | PN | 1 | RET
(4008,0103) | Reference to Recorded Sound | ReferenceToRecordedSound | LO | 1 | RET
(4008,0108) | Interpretation Transcription Date | InterpretationTranscriptionDate | DA | 1 | RET
(4008,0109) | Interpretation Transcription Time | InterpretationTranscriptionTime | TM | 1 | RET
(4008,010A) | Interpretation Transcriber | InterpretationTranscriber | PN | 1 | RET
(4008,010B) | Interpretation Text | InterpretationText | ST | 1 | RET
(4008,010C) | Interpretation Author | InterpretationAuthor | PN | 1 | RET
(4008,0111) | Interpretation Approver Sequence | InterpretationApproverSequence | SQ | 1 | RET
(4008,0112) | Interpretation Approval Date | InterpretationApprovalDate | DA | 1 | RET
(4008,0113) | Interpretation Approval Time | InterpretationApprovalTime | TM | 1 | RET
(4008,0114) | Physician Approving Interpretation | PhysicianApprovingInterpretation | PN | 1 | RET
(4008,0115) | Interpretation Diagnosis Description | InterpretationDiagnosisDescription | LT | 1 | RET
(4008,0117) | Interpretation Diagnosis Code Sequence | InterpretationDiagnosisCodeSequence | SQ | 1 | RET
(4008,0118) | Results Distribution List Sequence | ResultsDistributionListSequence | SQ | 1 | RET
(4008,0119) | Distribution Name | DistributionName | PN | 1 | RET
(4008,011A) | Distribution Address | DistributionAddress | LO | 1 | RET
(4008,0200) | Interpretation ID | InterpretationID | SH | 1 | RET
(4008,0202) | Interpretation ID Issuer | InterpretationIDIssuer | LO | 1 | RET
(4008,0210) | Interpretation Type ID | InterpretationTypeID | CS | 1 | RET
(4008,0212) | Interpretation Status ID | InterpretationStatusID | CS | 1 | RET
(4008,0300) | Impressions | Impressions | ST | 1 | RET
(4008,4000) | Results Comments | ResultsComments | ST | 1 | RET
(4FFE,0001) | MAC Parameters Sequence | MACParametersSequence | SQ | 1
(50xx,0005) | Curve Dimensions | CurveDimensions | US | 1 | RET
(50xx,0010) | Number of Points | NumberOfPoints | US | 1 | RET
(50xx,0020) | Type of Data | TypeOfData | CS | 1 | RET
(50xx,0022) | Curve Description | CurveDescription | LO | 1 | RET
(50xx,0030) | Axis Units | AxisUnits | SH | 1-n | RET
(50xx,0040) | Axis Labels | AxisLabels | SH | 1-n | RET
(50xx,0103) | Data Value Representation | DataValueRepresentation | US | 1 | RET
(50xx,0104) | Minimum Coordinate Value | MinimumCoordinateValue | US | 1-n | RET
(50xx,0105) | Maximum Coordinate Value | MaximumCoordinateValue | US | 1-n | RET
(50xx,0106) | Curve Range | CurveRange | SH | 1-n | RET
(50xx,0110) | Curve Data Descriptor | CurveDataDescriptor | US | 1-n | RET
(50xx,0112) | Coordinate Start Value | CoordinateStartValue | US | 1-n | RET
(50xx,0114) | Coordinate Step Value | CoordinateStepValue | US | 1-n | RET
(50xx,1001) | Curve Activation Layer | CurveActivationLayer | CS | 1 | RET
(50xx,2000) | Audio Type | AudioType | US | 1 | RET
(50xx,2002) | Audio Sample Format | AudioSampleFormat | US | 1 | RET
(50xx,2004) | Number of Channels | NumberOfChannels | US | 1 | RET
(50xx,2006) | Number of Samples | NumberOfSamples | UL | 1 | RET
(50xx,2008) | Sample Rate | SampleRate | UL | 1 | RET
(50xx,200A) | Total Time | TotalTime | UL | 1 | RET
(50xx,200C) | Audio Sample Data | AudioSampleData | OW or OB | 1 | RET
(50xx,200E) | Audio Comments | AudioComments | LT | 1 | RET
(50xx,2500) | Curve Label | CurveLabel | LO | 1 | RET
(50xx,2600) | Curve Referenced Overlay Sequence | CurveReferencedOverlaySequence | SQ | 1 | RET
(50xx,2610) | Curve Referenced Overlay Group | CurveReferencedOverlayGroup | US | 1 | RET
(50xx,3000) | Curve Data | CurveData | OW or OB | 1 | RET
(5200,9229) | Shared Functional Groups Sequence | SharedFunctionalGroupsSequence | SQ | 1
(5200,9230) | Per-frame Functional Groups Sequence | PerFrameFunctionalGroupsSequence | SQ | 1
(5400,0100) | Waveform Sequence | WaveformSequence | SQ | 1
(5400,0110) | Channel Minimum Value | ChannelMinimumValue | OB or OW | 1
(5400,0112) | Channel Maximum Value | ChannelMaximumValue | OB or OW | 1
(5400,1004) | Waveform Bits Allocated | WaveformBitsAllocated | US | 1
(5400,1006) | Waveform Sample Interpretation | WaveformSampleInterpretation | CS | 1
(5400,100A) | Waveform Padding Value | WaveformPaddingValue | OB or OW | 1
(5400,1010) | Waveform Data | WaveformData | OB or OW | 1
(5600,0010) | First Order Phase Correction Angle | FirstOrderPhaseCorrectionAngle | OF | 1
(5600,0020) | Spectroscopy Data | SpectroscopyData | OF | 1
(60xx,0010) | Overlay Rows | OverlayRows | US | 1
(60xx,0011) | Overlay Columns | OverlayColumns | US | 1
(60xx,0012) | Overlay Planes | OverlayPlanes | US | 1 | RET
(60xx,0015) | Number of Frames in Overlay | NumberOfFramesInOverlay | IS | 1
(60xx,0022) | Overlay Description | OverlayDescription | LO | 1
(60xx,0040) | Overlay Type | OverlayType | CS | 1
(60xx,0045) | Overlay Subtype | OverlaySubtype | LO | 1
(60xx,0050) | Overlay Origin | OverlayOrigin | SS | 2
(60xx,0051) | Image Frame Origin | ImageFrameOrigin | US | 1
(60xx,0052) | Overlay Plane Origin | OverlayPlaneOrigin | US | 1 | RET
(60xx,0060) | Overlay Compression Code | OverlayCompressionCode | CS | 1 | RET
(60xx,0061) | Overlay Compression Originator | OverlayCompressionOriginator | SH | 1 | RET
(60xx,0062) | Overlay Compression Label | OverlayCompressionLabel | SH | 1 | RET
(60xx,0063) | Overlay Compression Description | OverlayCompressionDescription | CS | 1 | RET
(60xx,0066) | Overlay Compression Step Pointers | OverlayCompressionStepPointers | AT | 1-n | RET
(60xx,0068) | Overlay Repeat Interval | OverlayRepeatInterval | US | 1 | RET
(60xx,0069) | Overlay Bits Grouped | OverlayBitsGrouped | US | 1 | RET
(60xx,0100) | Overlay Bits Allocated | OverlayBitsAllocated | US | 1
(60xx,0102) | Overlay Bit Position | OverlayBitPosition | US | 1
(60xx,0110) | Overlay Format | OverlayFormat | CS | 1 | RET
(60xx,0200) | Overlay Location | OverlayLocation | US | 1 | RET
(60xx,0800) | Overlay Code Label | OverlayCodeLabel | CS | 1-n | RET
(60xx,0802) | Overlay Number of Tables | OverlayNumberOfTables | US | 1 | RET
(60xx,0803) | Overlay Code Table Location | OverlayCodeTableLocation | AT | 1-n | RET
(60xx,0804) | Overlay Bits For Code Word | OverlayBitsForCodeWord | US | 1 | RET
(60xx,1001) | Overlay Activation Layer | OverlayActivationLayer | CS | 1
(60xx,1100) | Overlay Descriptor - Gray | OverlayDescriptorGray | US | 1 | RET
(60xx,1101) | Overlay Descriptor - Red | OverlayDescriptorRed | US | 1 | RET
(60xx,1102) | Overlay Descriptor - Green | OverlayDescriptorGreen | US | 1 | RET
(60xx,1103) | Overlay Descriptor - Blue | OverlayDescriptorBlue | US | 1 | RET
(60xx,1200) | Overlays - Gray | OverlaysGray | US | 1-n | RET
(60xx,1201) | Overlays - Red | OverlaysRed | US | 1-n | RET
(60xx,1202) | Overlays - Green | OverlaysGreen | US | 1-n | RET
(60xx,1203) | Overlays - Blue | OverlaysBlue | US | 1-n | RET
(60xx,1301) | ROI Area | ROIArea | IS | 1
(60xx,1302) | ROI Mean | ROIMean | DS | 1
(60xx,1303) | ROI Standard Deviation | ROIStandardDeviation | DS | 1
(60xx,1500) | Overlay Label | OverlayLabel | LO | 1
(60xx,3000) | Overlay Data | OverlayData | OB or OW | 1
(60xx,4000) | Overlay Comments | OverlayComments | LT | 1 | RET
(7FE0,0010) | Pixel Data | PixelData | OW or OB | 1
(7FE0,0020) | Coefficients SDVN | CoefficientsSDVN | OW | 1 | RET
(7FE0,0030) | Coefficients SDHN | CoefficientsSDHN | OW | 1 | RET
(7FE0,0040) | Coefficients SDDN | CoefficientsSDDN | OW | 1 | RET
(7Fxx,0010) | Variable Pixel Data | VariablePixelData | OW or OB | 1 | RET
(7Fxx,0011) | Variable Next Data Group | VariableNextDataGroup | US | 1 | RET
(7Fxx,0020) | Variable Coefficients SDVN | VariableCoefficientsSDVN | OW | 1 | RET
(7Fxx,0030) | Variable Coefficients SDHN | VariableCoefficientsSDHN | OW | 1 | RET
(7Fxx,0040) | Variable Coefficients SDDN | VariableCoefficientsSDDN | OW | 1 | RET
(FFFA,FFFA) | Digital Signatures Sequence | DigitalSignaturesSequence | SQ | 1
(FFFC,FFFC) | Data Set Trailing Padding | DataSetTrailingPadding | OB | 1
(FFFE,E000) | Item | Item | NULL | 1
(FFFE,E00D) | Item Delimitation Item | ItemDelimitationItem | NULL | 1
(FFFE,E0DD) | Sequence Delimitation Item | SequenceDelimitationItem | NULL | 1

## UID
1.2.840.10008.1.1 | Verification SOP Class | SOP Class | PS 3.4
1.2.840.10008.1.2 | Implicit VR Little Endian: Default Transfer Syntax for DICOM | Transfer Syntax | PS 3.5
1.2.840.10008.1.2.1 | Explicit VR Little Endian | Transfer Syntax | PS 3.5
1.2.840.10008.1.2.1.99 | Deflated Explicit VR Little Endian | Transfer Syntax | PS 3.5
1.2.840.10008.1.2.2 | Explicit VR Big Endian | Transfer Syntax | PS 3.5
1.2.840.10008.1.2.4.50 | JPEG Baseline (Process 1): Default Transfer Syntax for Lossy JPEG 8 Bit Image Compression | Transfer Syntax | PS 3.5
1.2.840.10008.1.2.4.51 | JPEG Extended (Process 2 & 4): Default Transfer Syntax for Lossy JPEG 12 Bit Image Compression (Process 4 only) | Transfer Syntax | PS 3.5
1.2.840.10008.1.2.4.52 | JPEG Extended (Process 3 & 5) (Retired) | Transfer Syntax | PS 3.5
1.2.840.10008.1.2.4.53 | JPEG Spectral Selection, Non-Hierarchical (Process 6 & 8) (Retired) | Transfer Syntax | PS 3.5
1.2.840.10008.1.2.4.54 | JPEG Spectral Selection, Non-Hierarchical (Process 7 & 9) (Retired) | Transfer Syntax | PS 3.5
1.2.840.10008.1.2.4.55 | JPEG Full Progression, Non-Hierarchical (Process 10 & 12) (Retired) | Transfer Syntax | PS 3.5
1.2.840.10008.1.2.4.56 | JPEG Full Progression, Non-Hierarchical (Process 11 & 13) (Retired) | Transfer Syntax | PS 3.5
1.2.840.10008.1.2.4.57 | JPEG Lossless, Non-Hierarchical (Process 14) | Transfer Syntax | PS 3.5
1.2.840.10008.1.2.4.58 | JPEG Lossless, Non-Hierarchical (Process 15) (Retired) | Transfer Syntax | PS 3.5
1.2.840.10008.1.2.4.59 | JPEG Extended, Hierarchical (Process 16 & 18) (Retired) | Transfer Syntax | PS 3.5
1.2.840.10008.1.2.4.60 | JPEG Extended, Hierarchical (Process 17 & 19) (Retired) | Transfer Syntax | PS 3.5
1.2.840.10008.1.2.4.61 | JPEG Spectral Selection, Hierarchical (Process 20 & 22) (Retired) | Transfer Syntax | PS 3.5
1.2.840.10008.1.2.4.62 | JPEG Spectral Selection, Hierarchical (Process 21 & 23) (Retired) | Transfer Syntax | PS 3.5
1.2.840.10008.1.2.4.63 | JPEG Full Progression, Hierarchical (Process 24 & 26) (Retired) | Transfer Syntax | PS 3.5
1.2.840.10008.1.2.4.64 | JPEG Full Progression, Hierarchical (Process 25 & 27) (Retired) | Transfer Syntax | PS 3.5
1.2.840.10008.1.2.4.65 | JPEG Lossless, Hierarchical (Process 28) (Retired) | Transfer Syntax | PS 3.5
1.2.840.10008.1.2.4.66 | JPEG Lossless, Hierarchical (Process 29) (Retired) | Transfer Syntax | PS 3.5
1.2.840.10008.1.2.4.70 | JPEG Lossless, Non-Hierarchical, First-Order Prediction (Process 14 [Selection Value 1]): Default Transfer Syntax for Lossless JPEG Image Compression | Transfer Syntax | PS 3.5
1.2.840.10008.1.2.4.80 | JPEG-LS Lossless Image Compression | Transfer Syntax | PS 3.5
1.2.840.10008.1.2.4.81 | JPEG-LS Lossy (Near-Lossless) Image Compression | Transfer Syntax | PS 3.5
1.2.840.10008.1.2.4.90 | JPEG 2000 Image Compression (Lossless Only) | Transfer Syntax | PS 3.5
1.2.840.10008.1.2.4.91 | JPEG 2000 Image Compression | Transfer Syntax | PS 3.5
1.2.840.10008.1.2.4.92 | JPEG 2000 Part 2 Multi-component Image Compression (Lossless Only) | Transfer Syntax | PS 3.5
1.2.840.10008.1.2.4.93 | JPEG 2000 Part 2 Multi-component Image Compression | Transfer Syntax | PS 3.5
1.2.840.10008.1.2.4.94 | JPIP Referenced | Transfer Syntax | PS 3.5
1.2.840.10008.1.2.4.95 | JPIP Referenced Deflate | Transfer Syntax | PS 3.5
1.2.840.10008.1.2.4.100 | MPEG2 Main Profile @ Main Level | Transfer Syntax | PS 3.5
1.2.840.10008.1.2.4.101 | MPEG2 Main Profile @ High Level | Transfer Syntax | PS 3.5
1.2.840.10008.1.2.5 | RLE Lossless | Transfer Syntax | PS 3.5
1.2.840.10008.1.2.6.1 | RFC 2557 MIME encapsulation | Transfer Syntax | PS 3.10
1.2.840.10008.1.2.6.2 | XML Encoding | Transfer Syntax | PS 3.10
1.2.840.10008.1.3.10 | Media Storage Directory Storage | SOP Class | PS 3.4
1.2.840.10008.1.4.1.1 | Talairach Brain Atlas Frame of Reference | Well-known frame of reference
1.2.840.10008.1.4.1.2 | SPM2 T1 Frame of Reference | Well-known frame of reference
1.2.840.10008.1.4.1.3 | SPM2 T2 Frame of Reference | Well-known frame of reference
1.2.840.10008.1.4.1.4 | SPM2 PD Frame of Reference | Well-known frame of reference
1.2.840.10008.1.4.1.5 | SPM2 EPI Frame of Reference | Well-known frame of reference
1.2.840.10008.1.4.1.6 | SPM2 FIL T1 Frame of Reference | Well-known frame of reference
1.2.840.10008.1.4.1.7 | SPM2 PET Frame of Reference | Well-known frame of reference
1.2.840.10008.1.4.1.8 | SPM2 TRANSM Frame of Reference | Well-known frame of reference
1.2.840.10008.1.4.1.9 | SPM2 SPECT Frame of Reference | Well-known frame of reference
1.2.840.10008.1.4.1.10 | SPM2 GRAY Frame of Reference | Well-known frame of reference
1.2.840.10008.1.4.1.11 | SPM2 WHITE Frame of Reference | Well-known frame of reference
1.2.840.10008.1.4.1.12 | SPM2 CSF Frame of Reference | Well-known frame of reference
1.2.840.10008.1.4.1.13 | SPM2 BRAINMASK Frame of Reference | Well-known frame of reference
1.2.840.10008.1.4.1.14 | SPM2 AVG305T1 Frame of Reference | Well-known frame of reference
1.2.840.10008.1.4.1.15 | SPM2 AVG152T1 Frame of Reference | Well-known frame of reference
1.2.840.10008.1.4.1.16 | SPM2 AVG152T2 Frame of Reference | Well-known frame of reference
1.2.840.10008.1.4.1.17 | SPM2 AVG152PD Frame of Reference | Well-known frame of reference
1.2.840.10008.1.4.1.18 | SPM2 SINGLESUBJT1 Frame of Reference | Well-known frame of reference
1.2.840.10008.1.4.2.1 | ICBM 452 T1 Frame of Reference | Well-known frame of reference
1.2.840.10008.1.4.2.2 | ICBM Single Subject MRI Frame of Reference | Well-known frame of reference
1.2.840.10008.1.5.1 | Hot Iron Color Palette SOP Instance | Well-known SOP Instance | PS 3.6
1.2.840.10008.1.5.2 | PET Color Palette SOP Instance | Well-known SOP Instance | PS 3.6
1.2.840.10008.1.5.3 | Hot Metal Blue Color Palette SOP Instance | Well-known SOP Instance | PS 3.6
1.2.840.10008.1.5.4 | PET 20 Step Color Palette SOP Instance | Well-known SOP Instance | PS 3.6
1.2.840.10008.1.9 | Basic Study Content Notification SOP Class (Retired) | SOP Class | PS 3.4
1.2.840.10008.1.20.1 | Storage Commitment Push Model SOP Class | SOP Class | PS 3.4
1.2.840.10008.1.20.1.1 | Storage Commitment Push Model SOP Instance | Well-known SOP Instance | PS 3.4
1.2.840.10008.1.20.2 | Storage Commitment Pull Model SOP Class (Retired) | SOP Class | PS 3.4
1.2.840.10008.1.20.2.1 | Storage Commitment Pull Model SOP Instance (Retired) | Well-known SOP Instance | PS 3.4
1.2.840.10008.1.40 | Procedural Event Logging SOP Class | SOP Class | PS 3.4
1.2.840.10008.1.40.1 | Procedural Event Logging SOP Instance | Well-known SOP Instance | PS 3.4
1.2.840.10008.1.42 | Substance Administration Logging SOP Class | SOP Class | PS 3.4
1.2.840.10008.1.42.1 | Substance Administration Logging SOP Instance | Well-known SOP Instance | PS 3.4
1.2.840.10008.2.6.1 | DICOM UID Registry | DICOM UIDs as a Coding Scheme | PS 3.6
1.2.840.10008.2.16.4 | DICOM Controlled Terminology | Coding Scheme | PS 3.16
1.2.840.10008.3.1.1.1 | DICOM Application Context Name | Application Context Name | PS 3.7
1.2.840.10008.3.1.2.1.1 | Detached Patient Management SOP Class (Retired) | SOP Class | PS 3.4
1.2.840.10008.3.1.2.1.4 | Detached Patient Management Meta SOP Class (Retired) | Meta SOP Class | PS 3.4
1.2.840.10008.3.1.2.2.1 | Detached Visit Management SOP Class (Retired) | SOP Class | PS 3.4
1.2.840.10008.3.1.2.3.1 | Detached Study Management SOP Class (Retired) | SOP Class | PS 3.4
1.2.840.10008.3.1.2.3.2 | Study Component Management SOP Class (Retired) | SOP Class | PS 3.4
1.2.840.10008.3.1.2.3.3 | Modality Performed Procedure Step SOP Class | SOP Class | PS 3.4
1.2.840.10008.3.1.2.3.4 | Modality Performed Procedure Step Retrieve SOP Class | SOP Class | PS 3.4
1.2.840.10008.3.1.2.3.5 | Modality Performed Procedure Step Notification SOP Class | SOP Class | PS 3.4
1.2.840.10008.3.1.2.5.1 | Detached Results Management SOP Class (Retired) | SOP Class | PS 3.4
1.2.840.10008.3.1.2.5.4 | Detached Results Management Meta SOP Class (Retired) | Meta SOP Class | PS 3.4
1.2.840.10008.3.1.2.5.5 | Detached Study Management Meta SOP Class (Retired) | Meta SOP Class | PS 3.4
1.2.840.10008.3.1.2.6.1 | Detached Interpretation Management SOP Class (Retired) | SOP Class | PS 3.4
1.2.840.10008.4.2 | Storage Service Class | Service Class | PS 3.4
1.2.840.10008.5.1.1.1 | Basic Film Session SOP Class | SOP Class | PS 3.4
1.2.840.10008.5.1.1.2 | Basic Film Box SOP Class | SOP Class | PS 3.4
1.2.840.10008.5.1.1.4 | Basic Grayscale Image Box SOP Class | SOP Class | PS 3.4
1.2.840.10008.5.1.1.4.1 | Basic Color Image Box SOP Class | SOP Class | PS 3.4
1.2.840.10008.5.1.1.4.2 | Referenced Image Box SOP Class (Retired) | SOP Class | PS 3.4
1.2.840.10008.5.1.1.9 | Basic Grayscale Print Management Meta SOP Class | Meta SOP Class | PS 3.4
1.2.840.10008.5.1.1.9.1 | Referenced Grayscale Print Management Meta SOP Class (Retired) | Meta SOP Class | PS 3.4
1.2.840.10008.5.1.1.14 | Print Job SOP Class | SOP Class | PS 3.4
1.2.840.10008.5.1.1.15 | Basic Annotation Box SOP Class | SOP Class | PS 3.4
1.2.840.10008.5.1.1.16 | Printer SOP Class | SOP Class | PS 3.4
1.2.840.10008.5.1.1.16.376 | Printer Configuration Retrieval SOP Class | SOP Class | PS 3.4
1.2.840.10008.5.1.1.17 | Printer SOP Instance | Well-known Printer SOP Instance | PS 3.4
1.2.840.10008.5.1.1.17.376 | Printer Configuration Retrieval SOP Instance | Well-known Printer SOP Instance | PS 3.4
1.2.840.10008.5.1.1.18 | Basic Color Print Management Meta SOP Class | Meta SOP Class | PS 3.4
1.2.840.10008.5.1.1.18.1 | Referenced Color Print Management Meta SOP Class (Retired) | Meta SOP Class | PS 3.4
1.2.840.10008.5.1.1.22 | VOI LUT Box SOP Class | SOP Class | PS 3.4
1.2.840.10008.5.1.1.23 | Presentation LUT SOP Class | SOP Class | PS 3.4
1.2.840.10008.5.1.1.24 | Image Overlay Box SOP Class (Retired) | SOP Class | PS 3.4
1.2.840.10008.5.1.1.24.1 | Basic Print Image Overlay Box SOP Class (Retired) | SOP Class | PS 3.4
1.2.840.10008.5.1.1.25 | Print Queue SOP Instance (Retired) | Well-known Print Queue SOP Instance | PS 3.4
1.2.840.10008.5.1.1.26 | Print Queue Management SOP Class (Retired) | SOP Class | PS 3.4
1.2.840.10008.5.1.1.27 | Stored Print Storage SOP Class (Retired) | SOP Class | PS 3.4
1.2.840.10008.5.1.1.29 | Hardcopy Grayscale Image Storage SOP Class (Retired) | SOP Class | PS 3.4
1.2.840.10008.5.1.1.30 | Hardcopy Color Image Storage SOP Class (Retired) | SOP Class | PS 3.4
1.2.840.10008.5.1.1.31 | Pull Print Request SOP Class (Retired) | SOP Class | PS 3.4
1.2.840.10008.5.1.1.32 | Pull Stored Print Management Meta SOP Class (Retired) | Meta SOP Class | PS 3.4
1.2.840.10008.5.1.1.33 | Media Creation Management SOP Class UID | SOP Class | PS3.4
1.2.840.10008.5.1.4.1.1.1 | Computed Radiography Image Storage | SOP Class | PS 3.4
1.2.840.10008.5.1.4.1.1.1.1 | Digital X-Ray Image Storage - For Presentation | SOP Class | PS 3.4
1.2.840.10008.5.1.4.1.1.1.1.1 | Digital X-Ray Image Storage - For Processing | SOP Class | PS 3.4
1.2.840.10008.5.1.4.1.1.1.2 | Digital Mammography X-Ray Image Storage - For Presentation | SOP Class | PS 3.4
1.2.840.10008.5.1.4.1.1.1.2.1 | Digital Mammography X-Ray Image Storage - For Processing | SOP Class | PS 3.4
1.2.840.10008.5.1.4.1.1.1.3 | Digital Intra-oral X-Ray Image Storage - For Presentation | SOP Class | PS 3.4
1.2.840.10008.5.1.4.1.1.1.3.1 | Digital Intra-oral X-Ray Image Storage - For Processing | SOP Class | PS 3.4
1.2.840.10008.5.1.4.1.1.2 | CT Image Storage | SOP Class | PS 3.4
1.2.840.10008.5.1.4.1.1.2.1 | Enhanced CT Image Storage | SOP Class | PS 3.4
1.2.840.10008.5.1.4.1.1.3 | Ultrasound Multi-frame Image Storage (Retired) | SOP Class | PS 3.4
1.2.840.10008.5.1.4.1.1.3.1 | Ultrasound Multi-frame Image Storage | SOP Class | PS 3.4
1.2.840.10008.5.1.4.1.1.4 | MR Image Storage | SOP Class | PS 3.4
1.2.840.10008.5.1.4.1.1.4.1 | Enhanced MR Image Storage | SOP Class | PS 3.4
1.2.840.10008.5.1.4.1.1.4.2 | MR Spectroscopy Storage | SOP Class | PS 3.4
1.2.840.10008.5.1.4.1.1.4.3 | Enhanced MR Color Image Storage | SOP Class | PS 3.4
1.2.840.10008.5.1.4.1.1.5 | Nuclear Medicine Image Storage (Retired) | SOP Class | PS 3.4
1.2.840.10008.5.1.4.1.1.6 | Ultrasound Image Storage (Retired) | SOP Class | PS 3.4
1.2.840.10008.5.1.4.1.1.6.1 | Ultrasound Image Storage | SOP Class | PS 3.4
1.2.840.10008.5.1.4.1.1.6.2 | Enhanced US Volume Storage | SOP Class | PS 3.4
1.2.840.10008.5.1.4.1.1.7 | Secondary Capture Image Storage | SOP Class | PS 3.4
1.2.840.10008.5.1.4.1.1.7.1 | Multi-frame Single Bit Secondary Capture Image Storage | SOP Class | PS 3.4
1.2.840.10008.5.1.4.1.1.7.2 | Multi-frame Grayscale Byte Secondary Capture Image Storage | SOP Class | PS 3.4
1.2.840.10008.5.1.4.1.1.7.3 | Multi-frame Grayscale Word Secondary Capture Image Storage | SOP Class | PS 3.4
1.2.840.10008.5.1.4.1.1.7.4 | Multi-frame True Color Secondary Capture Image Storage | SOP Class | PS 3.4
1.2.840.10008.5.1.4.1.1.8 | Standalone Overlay Storage (Retired) | SOP Class | PS 3.4
1.2.840.10008.5.1.4.1.1.9 | Standalone Curve Storage (Retired) | SOP Class | PS 3.4
1.2.840.10008.5.1.4.1.1.9.1 | Waveform Storage - Trial (Retired) | SOP Class | PS 3.4
1.2.840.10008.5.1.4.1.1.9.1.1 | 12-lead ECG Waveform Storage | SOP Class | PS 3.4
1.2.840.10008.5.1.4.1.1.9.1.2 | General ECG Waveform Storage | SOP Class | PS 3.4
1.2.840.10008.5.1.4.1.1.9.1.3 | Ambulatory ECG Waveform Storage | SOP Class | PS 3.4
1.2.840.10008.5.1.4.1.1.9.2.1 | Hemodynamic Waveform Storage | SOP Class | PS 3.4
1.2.840.10008.5.1.4.1.1.9.3.1 | Cardiac Electrophysiology Waveform Storage | SOP Class | PS 3.4
1.2.840.10008.5.1.4.1.1.9.4.1 | Basic Voice Audio Waveform Storage | SOP Class | PS 3.4
1.2.840.10008.5.1.4.1.1.9.4.2 | General Audio Waveform Storage | SOP Class | PS 3.4
1.2.840.10008.5.1.4.1.1.9.5.1 | Arterial Pulse Waveform Storage | SOP Class | PS 3.4
1.2.840.10008.5.1.4.1.1.9.6.1 | Respiratory Waveform Storage | SOP Class | PS 3.4
1.2.840.10008.5.1.4.1.1.10 | Standalone Modality LUT Storage (Retired) | SOP Class | PS 3.4
1.2.840.10008.5.1.4.1.1.11 | Standalone VOI LUT Storage (Retired) | SOP Class | PS 3.4
1.2.840.10008.5.1.4.1.1.11.1 | Grayscale Softcopy Presentation State Storage SOP Class | SOP Class | PS 3.4
1.2.840.10008.5.1.4.1.1.11.2 | Color Softcopy Presentation State Storage SOP Class | SOP Class | PS 3.4
1.2.840.10008.5.1.4.1.1.11.3 | Pseudo-Color Softcopy Presentation State Storage SOP Class | SOP Class | PS 3.4
1.2.840.10008.5.1.4.1.1.11.4 | Blending Softcopy Presentation State Storage SOP Class | SOP Class | PS 3.4
1.2.840.10008.5.1.4.1.1.11.5 | XA/XRF Grayscale Softcopy Presentation State Storage | SOP Class | PS 3.4
1.2.840.10008.5.1.4.1.1.12.1 | X-Ray Angiographic Image Storage | SOP Class | PS 3.4
1.2.840.10008.5.1.4.1.1.12.1.1 | Enhanced XA Image Storage | SOP Class | PS 3.4
1.2.840.10008.5.1.4.1.1.12.2 | X-Ray Radiofluoroscopic Image Storage | SOP Class | PS 3.4
1.2.840.10008.5.1.4.1.1.12.2.1 | Enhanced XRF Image Storage | SOP Class | PS 3.4
1.2.840.10008.5.1.4.1.1.13.1.1 | X-Ray 3D Angiographic Image Storage | SOP Class | PS 3.4
1.2.840.10008.5.1.4.1.1.13.1.2 | X-Ray 3D Craniofacial Image Storage | SOP Class | PS 3.4
1.2.840.10008.5.1.4.1.1.13.1.3 | Breast Tomosynthesis Image Storage | SOP Class | PS 3.4
1.2.840.10008.5.1.4.1.1.12.3 | X-Ray Angiographic Bi-Plane Image Storage (Retired) | SOP Class | PS 3.4
1.2.840.10008.5.1.4.1.1.20 | Nuclear Medicine Image Storage | SOP Class | PS 3.4
1.2.840.10008.5.1.4.1.1.66 | Raw Data Storage | SOP Class | PS 3.4
1.2.840.10008.5.1.4.1.1.66.1 | Spatial Registration Storage | SOP Class | PS 3.4
1.2.840.10008.5.1.4.1.1.66.2 | Spatial Fiducials Storage | SOP Class | PS 3.4
1.2.840.10008.5.1.4.1.1.66.3 | Deformable Spatial Registration Storage | SOP Class | PS 3.4
1.2.840.10008.5.1.4.1.1.66.4 | Segmentation Storage | SOP Class | PS 3.4
1.2.840.10008.5.1.4.1.1.66.5 | Surface Segmentation Storage | SOP Class | PS 3.4
1.2.840.10008.5.1.4.1.1.67 | Real World Value Mapping Storage | SOP Class | PS 3.4
1.2.840.10008.5.1.4.1.1.77.1 | VL Image Storage - Trial (Retired)
1.2.840.10008.5.1.4.1.1.77.2 | VL Multi-frame Image Storage - Trial (Retired)
1.2.840.10008.5.1.4.1.1.77.1.1 | VL Endoscopic Image Storage | SOP Class | PS 3.4
1.2.840.10008.5.1.4.1.1.77.1.1.1 | Video Endoscopic Image Storage | SOP Class | PS 3.4
1.2.840.10008.5.1.4.1.1.77.1.2 | VL Microscopic Image Storage | SOP Class | PS 3.4
1.2.840.10008.5.1.4.1.1.77.1.2.1 | Video Microscopic Image Storage | SOP Class | PS 3.4
1.2.840.10008.5.1.4.1.1.77.1.3 | VL Slide-Coordinates Microscopic Image Storage | SOP Class | PS 3.4
1.2.840.10008.5.1.4.1.1.77.1.4 | VL Photographic Image Storage | SOP Class | PS 3.4
1.2.840.10008.5.1.4.1.1.77.1.4.1 | Video Photographic Image Storage | SOP Class | PS 3.4
1.2.840.10008.5.1.4.1.1.77.1.5.1 | Ophthalmic Photography 8 Bit Image Storage | SOP Class | PS 3.4
1.2.840.10008.5.1.4.1.1.77.1.5.2 | Ophthalmic Photography 16 Bit Image Storage | SOP Class | PS 3.4
1.2.840.10008.5.1.4.1.1.77.1.5.3 | Stereometric Relationship Storage | SOP Class | PS 3.4
1.2.840.10008.5.1.4.1.1.77.1.5.4 | Ophthalmic Tomography Image Storage | SOP Class | PS 3.4
1.2.840.10008.5.1.4.1.1.78.1 | Lensometry Measurements Storage | SOP Class | PS 3.4
1.2.840.10008.5.1.4.1.1.78.2 | Autorefraction Measurements Storage | SOP Class | PS 3.4
1.2.840.10008.5.1.4.1.1.78.3 | Keratometry Measurements Storage | SOP Class | PS 3.4
1.2.840.10008.5.1.4.1.1.78.4 | Subjective Refraction Measurements Storage | SOP Class | PS 3.4
1.2.840.10008.5.1.4.1.1.78.5 | Visual Acuity Measurements | SOP Class | PS 3.4
1.2.840.10008.5.1.4.1.1.78.6 | Spectacle Prescription Reports Storage | SOP Class | PS 3.4
1.2.840.10008.5.1.4.1.1.79.1 | Macular Grid Thickness and Volume Report Storage | SOP Class | PS 3.4
1.2.840.10008.5.1.4.1.1.88.1 | Text SR Storage - Trial (Retired) | SOP Class | PS 3.4
1.2.840.10008.5.1.4.1.1.88.2 | Audio SR Storage - Trial (Retired) | SOP Class | PS 3.4
1.2.840.10008.5.1.4.1.1.88.3 | Detail SR Storage - Trial (Retired) | SOP Class | PS 3.4
1.2.840.10008.5.1.4.1.1.88.4 | Comprehensive SR Storage - Trial (Retired) | SOP Class | PS 3.4
1.2.840.10008.5.1.4.1.1.88.11 | Basic Text SR Storage | SOP Class | PS 3.4
1.2.840.10008.5.1.4.1.1.88.22 | Enhanced SR Storage | SOP Class | PS 3.4
1.2.840.10008.5.1.4.1.1.88.33 | Comprehensive SR Storage | SOP Class | PS 3.4
1.2.840.10008.5.1.4.1.1.88.40 | Procedure Log Storage | SOP Class | PS 3.4
1.2.840.10008.5.1.4.1.1.88.50 | Mammography CAD SR Storage | SOP Class | PS 3.4
1.2.840.10008.5.1.4.1.1.88.59 | Key Object Selection Document Storage | SOP Class | PS 3.4
1.2.840.10008.5.1.4.1.1.88.65 | Chest CAD SR Storage | SOP Class | PS 3.4
1.2.840.10008.5.1.4.1.1.88.67 | X-Ray Radiation Dose SR Storage | SOP Class | PS 3.4
1.2.840.10008.5.1.4.1.1.88.69 | Colon CAD SR Storage | SOP Class | PS 3.4
1.2.840.10008.5.1.4.1.1.104.1 | Encapsulated PDF Storage | SOP Class | PS 3.4
1.2.840.10008.5.1.4.1.1.104.2 | Encapsulated CDA Storage | SOP Class | PS 3.4
1.2.840.10008.5.1.4.1.1.128 | Positron Emission Tomography Image Storage | SOP Class | PS 3.4
1.2.840.10008.5.1.4.1.1.129 | Standalone PET Curve Storage (Retired) | SOP Class | PS 3.4
1.2.840.10008.5.1.4.1.1.130 | Enhanced PET Image Storage | SOP Class | PS 3.4
1.2.840.10008.5.1.4.1.1.131 | Basic Structured Display Storage | SOP Class | PS 3.4
1.2.840.10008.5.1.4.1.1.481.1 | RT Image Storage | SOP Class | PS 3.4
1.2.840.10008.5.1.4.1.1.481.2 | RT Dose Storage | SOP Class | PS 3.4
1.2.840.10008.5.1.4.1.1.481.3 | RT Structure Set Storage | SOP Class | PS 3.4
1.2.840.10008.5.1.4.1.1.481.4 | RT Beams Treatment Record Storage | SOP Class | PS 3.4
1.2.840.10008.5.1.4.1.1.481.5 | RT Plan Storage | SOP Class | PS 3.4
1.2.840.10008.5.1.4.1.1.481.6 | RT Brachy Treatment Record Storage | SOP Class | PS 3.4
1.2.840.10008.5.1.4.1.1.481.7 | RT Treatment Summary Record Storage | SOP Class | PS 3.4
1.2.840.10008.5.1.4.1.1.481.8 | RT Ion Plan Storage | SOP Class | PS 3.4
1.2.840.10008.5.1.4.1.1.481.9 | RT Ion Beams Treatment Record Storage | SOP Class | PS 3.4
1.2.840.10008.5.1.4.1.2.1.1 | Patient Root Query/Retrieve Information Model - FIND | SOP Class | PS 3.4
1.2.840.10008.5.1.4.1.2.1.2 | Patient Root Query/Retrieve Information Model - MOVE | SOP Class | PS 3.4
1.2.840.10008.5.1.4.1.2.1.3 | Patient Root Query/Retrieve Information Model - GET | SOP Class | PS 3.4
1.2.840.10008.5.1.4.1.2.2.1 | Study Root Query/Retrieve Information Model - FIND | SOP Class | PS 3.4
1.2.840.10008.5.1.4.1.2.2.2 | Study Root Query/Retrieve Information Model - MOVE | SOP Class | PS 3.4
1.2.840.10008.5.1.4.1.2.2.3 | Study Root Query/Retrieve Information Model - GET | SOP Class | PS 3.4
1.2.840.10008.5.1.4.1.2.3.1 | Patient/Study Only Query/Retrieve Information Model - FIND (Retired) | SOP Class | PS 3.4
1.2.840.10008.5.1.4.1.2.3.2 | Patient/Study Only Query/Retrieve Information Model - MOVE (Retired) | SOP Class | PS 3.4
1.2.840.10008.5.1.4.1.2.3.3 | Patient/Study Only Query/Retrieve Information Model - GET (Retired) | SOP Class | PS 3.4
1.2.840.10008.5.1.4.1.2.4.2 | Composite Instance Root Retrieve - MOVE | SOP Class | PS 3.4
1.2.840.10008.5.1.4.1.2.4.3 | Composite Instance Root Retrieve - GET | SOP Class | PS 3.4
1.2.840.10008.5.1.4.1.2.5.3 | Composite Instance Retrieve Without Bulk Data - GET | SOP Class | PS 3.4
1.2.840.10008.5.1.4.31 | Modality Worklist Information Model - FIND | SOP Class | PS 3.4
1.2.840.10008.5.1.4.32.1 | General Purpose Worklist Information Model - FIND | SOP Class | PS 3.4
1.2.840.10008.5.1.4.32.2 | General Purpose Scheduled Procedure Step SOP Class | SOP Class | PS 3.4
1.2.840.10008.5.1.4.32.3 | General Purpose Performed Procedure Step SOP Class | SOP Class | PS 3.4
1.2.840.10008.5.1.4.32 | General Purpose Worklist Management Meta SOP Class | Meta SOP Class | PS 3.4
1.2.840.10008.5.1.4.33 | Instance Availability Notification SOP Class | SOP Class | PS 3.4
1.2.840.10008.5.1.4.34.1 | RT Beams Delivery Instruction Storage (Supplement 74 Frozen Draft) | SOP Class | PS 3.4
1.2.840.10008.5.1.4.34.2 | RT Conventional Machine Verification (Supplement 74 Frozen Draft) | SOP Class | PS 3.4
1.2.840.10008.5.1.4.34.3 | RT Ion Machine Verification (Supplement 74 Frozen Draft) | SOP Class | PS 3.4
1.2.840.10008.5.1.4.34.4 | Unified Worklist and Procedure Step Service Class | Service Class | PS 3.4
1.2.840.10008.5.1.4.34.4.1 | Unified Procedure Step - Push SOP Class | SOP Class | PS 3.4
1.2.840.10008.5.1.4.34.4.2 | Unified Procedure Step - Watch SOP Class | SOP Class | PS 3.4
1.2.840.10008.5.1.4.34.4.3 | Unified Procedure Step - Pull SOP Class | SOP Class | PS 3.4
1.2.840.10008.5.1.4.34.4.4 | Unified Procedure Step - Event SOP Class | SOP Class | PS 3.4
1.2.840.10008.5.1.4.34.5 | Unified Worklist and Procedure Step SOP Instance | Well-known SOP Instance | PS 3.4
1.2.840.10008.5.1.4.37.1 | General Relevant Patient Information Query | SOP Class | PS 3.4
1.2.840.10008.5.1.4.37.2 | Breast Imaging Relevant Patient Information Query | SOP Class | PS 3.4
1.2.840.10008.5.1.4.37.3 | Cardiac Relevant Patient Information Query | SOP Class | PS 3.4
1.2.840.10008.5.1.4.38.1 | Hanging Protocol Storage | SOP Class | PS 3.4
1.2.840.10008.5.1.4.38.2 | Hanging Protocol Information Model - FIND | SOP Class | PS 3.4
1.2.840.10008.5.1.4.38.3 | Hanging Protocol Information Model - MOVE | SOP Class | PS 3.4
1.2.840.10008.5.1.4.38.4 | Hanging Protocol Information Model - GET | SOP Class | PS 3.4
1.2.840.10008.5.1.4.39.1 | Color Palette Storage | Transfer | PS 3.4
1.2.840.10008.5.1.4.39.2 | Color Palette Information Model - FIND | Query/Retrieve | PS 3.4
1.2.840.10008.5.1.4.39.3 | Color Palette Information Model - MOVE | Query/Retrieve | PS 3.4
1.2.840.10008.5.1.4.39.4 | Color Palette Information Model - GET | Query/Retrieve | PS 3.4
1.2.840.10008.5.1.4.41 | Product Characteristics Query SOP Class | SOP Class | PS 3.4
1.2.840.10008.5.1.4.42 | Substance Approval Query SOP Class | SOP Class | PS 3.4
1.2.840.10008.15.0.3.1 | dicomDeviceName | LDAP OID | PS 3.15
1.2.840.10008.15.0.3.2 | dicomDescription | LDAP OID | PS 3.15
1.2.840.10008.15.0.3.3 | dicomManufacturer | LDAP OID | PS 3.15
1.2.840.10008.15.0.3.4 | dicomManufacturerModelName | LDAP OID | PS 3.15
1.2.840.10008.15.0.3.5 | dicomSoftwareVersion | LDAP OID | PS 3.15
1.2.840.10008.15.0.3.6 | dicomVendorData | LDAP OID | PS 3.15
1.2.840.10008.15.0.3.7 | dicomAETitle | LDAP OID | PS 3.15
1.2.840.10008.15.0.3.8 | dicomNetworkConnectionReference | LDAP OID | PS 3.15
1.2.840.10008.15.0.3.9 | dicomApplicationCluster | LDAP OID | PS 3.15
1.2.840.10008.15.0.3.10 | dicomAssociationInitiator | LDAP OID | PS 3.15
1.2.840.10008.15.0.3.11 | dicomAssociationAcceptor | LDAP OID | PS 3.15
1.2.840.10008.15.0.3.12 | dicomHostname | LDAP OID | PS 3.15
1.2.840.10008.15.0.3.13 | dicomPort | LDAP OID | PS 3.15
1.2.840.10008.15.0.3.14 | dicomSOPClass | LDAP OID | PS 3.15
1.2.840.10008.15.0.3.15 | dicomTransferRole | LDAP OID | PS 3.15
1.2.840.10008.15.0.3.16 | dicomTransferSyntax | LDAP OID | PS 3.15
1.2.840.10008.15.0.3.17 | dicomPrimaryDeviceType | LDAP OID | PS 3.15
1.2.840.10008.15.0.3.18 | dicomRelatedDeviceReference | LDAP OID | PS 3.15
1.2.840.10008.15.0.3.19 | dicomPreferredCalledAETitle | LDAP OID | PS 3.15
1.2.840.10008.15.0.3.20 | dicomTLSCyphersuite | LDAP OID | PS 3.15
1.2.840.10008.15.0.3.21 | dicomAuthorizedNodeCertificateReference | LDAP OID | PS 3.15
1.2.840.10008.15.0.3.22 | dicomThisNodeCertificateReference | LDAP OID | PS 3.15
1.2.840.10008.15.0.3.23 | dicomInstalled | LDAP OID | PS 3.15
1.2.840.10008.15.0.3.24 | dicomStationName | LDAP OID | PS 3.15
1.2.840.10008.15.0.3.25 | dicomDeviceSerialNumber | LDAP OID | PS 3.15
1.2.840.10008.15.0.3.26 | dicomInstitutionName | LDAP OID | PS 3.15
1.2.840.10008.15.0.3.27 | dicomInstitutionAddress | LDAP OID | PS 3.15
1.2.840.10008.15.0.3.28 | dicomInstitutionDepartmentName | LDAP OID | PS 3.15
1.2.840.10008.15.0.3.29 | dicomIssuerOfPatientID | LDAP OID | PS 3.15
1.2.840.10008.15.0.3.30 | dicomPreferredCallingAETitle | LDAP OID | PS 3.15
1.2.840.10008.15.0.3.31 | dicomSupportedCharacterSet | LDAP OID | PS 3.15
1.2.840.10008.15.0.4.1 | dicomConfigurationRoot | LDAP OID | PS 3.15
1.2.840.10008.15.0.4.2 | dicomDevicesRoot | LDAP OID | PS 3.15
1.2.840.10008.15.0.4.3 | dicomUniqueAETitlesRegistryRoot | LDAP OID | PS 3.15
1.2.840.10008.15.0.4.4 | dicomDevice | LDAP OID | PS 3.15
1.2.840.10008.15.0.4.5 | dicomNetworkAE | LDAP OID | PS 3.15
1.2.840.10008.15.0.4.6 | dicomNetworkConnection | LDAP OID | PS 3.15
1.2.840.10008.15.0.4.7 | dicomUniqueAETitle | LDAP OID | PS 3.15
1.2.840.10008.15.0.4.8 | dicomTransferCapability | LDAP OID | PS 3.15